## Building Permit Issue Report
City of Encinitas Building Permits | Issued in 2024
Report Run On 1/6/2025 at 6:31 AM
Permit Number | Address | Permit Type | Permit Status | Permit Issue Date | Permit Square Feet | Permit Description | Permit Work Class | Permit Application Date | Permit Finaled Date | Permit Valuation | Permit Project | Permit District | Permit Expiration Date | Permit Last Inspection Date | Permit Balance Due | Permit Assigned To
BLDC-022386-2022 | 3107 Manchester Ave Cardiff-by-the-Sea, CA 92007 | Building (Non-Residential) | Finaled | 2024-01-02 | 0 | Eligible Facilities Request to modify existing wireless facility with following scope of work: TOWER SCOPE OF WORK: Â· REMOVE (3) ANTENNAS Â· REMOVE (3) TMAS Â· REMOVE (1) HYBRID CABLE Â· INSTALL (3) ANTENNAS Â· INSTALL (3) RADIOS Â· INSTALL (2) HYBRID CABLES GROUND SCOPE OF WORK : Â· INSTALL (1) 6160 CABINET Â· INSTALL (1) BATTERY CABINET B160 Â· INSTALL (1) BB6648 Â· INSTALL (1) VOLTAGE BOOSTER PSU 4813 Â· INSTALL (1) IXRe ROUTER | Alteration & Repair | 2022-09-29 | 2024-04-16 | 30000 |  | Cardiff-By-The-Sea | 2024-10-14 | 2024-04-16 | 0 | Nina Martin
MEPR-029305-2024 | 820 Jensen Ct Encinitas, CA 92024 | MEP (Residential) | Expired | 2024-01-02 | 0 | SDGE Shutoff due to Fire | Alteration & Repair | 2024-01-02 |  | 0 |  | Leucadia | 2024-07-01 | 2024-01-02 | 0 | Sandy Hjalmarson
BLDR-025447-2023 | 1323 Cornish Dr Cardiff-by-the-Sea, CA 92007 | Building (Residential) | Issued | 2024-01-02 | 365 | New attached accessory dwelling unit, secondary to a single-family dwelling. The single-family house remodel is going through review under permit BLDR-021227-2022 | Accessory Dwelling Unit | 2023-04-13 |  | 200000 |  | Cardiff-By-The-Sea | 2025-06-09 | 2024-12-09 | 0 | Esteban Cisneros
BLDR-029062-2023 | 948 Springwood Ln Encinitas, CA 92024 | Building (Residential) | Finaled | 2024-01-02 | 642 | NEW POOL AND SPA | Pool | 2023-12-04 | 2024-10-18 | 68500 |  | Olivenhain | 2025-04-16 | 2024-10-18 | 0 | Esteban Cisneros
BLDR-029148-2023 | 1881 Avenida Josefa Encinitas, CA 92024 | Building (Residential) | Issued | 2024-01-03 | 450 | POOL AND SPA | Pool | 2023-12-11 |  | 65000 |  | New Encinitas | 2025-01-02 | 2024-01-04 | 0 | Esteban Cisneros
MEPR-029264-2023 | 3676 Lone Dove Ln Encinitas, CA 92024 | MEP (Residential) | Finaled | 2024-01-03 | 0 | Replace Water Heater | Water Heater | 2023-12-19 | 2024-01-08 | 0 |  | Olivenhain | 2024-07-08 | 2024-01-08 | 0 | Sandy Hjalmarson
MEPR-029292-2023 | 371 Trailview Rd Encinitas, CA 92024 | MEP (Residential) | Finaled | 2024-01-03 | 0 | NEW 4.8DC kW(3.55AC kW) ROOF MOUNTED PHOTOVOLTAIC SYSTEM W/ 12 MODS, 1 INV, 1 BATTERY (Separate Permit) | Energy Efficiency | 2023-12-20 | 2024-01-12 | 0 |  | New Encinitas | 2024-07-08 | 2024-01-09 | 0 | Sandy Hjalmarson
BLDR-029094-2023 | 1124 Dean Dr Cardiff-by-the-Sea, CA 92007 | Building (Residential) | Finaled | 2024-01-03 | 2048 | Remove existing comp. Installation of new synthetic underlayment and new shingle composition | ReRoof | 2023-12-06 | 2024-01-19 | 11760 |  | Cardiff-By-The-Sea | 2024-07-17 | 2024-01-19 | 0 | Sandy Hjalmarson
MEPR-029313-2024 | 533 Third St Encinitas, CA 92024 | MEP (Residential) | Finaled | 2024-01-03 | 0 | installing 29 modules solar system with powerwall batteriey/inverter combo | Energy Efficiency | 2024-01-02 | 2024-04-30 | 69444.66 |  | Old Encinitas | 2024-10-28 | 2024-04-30 | 0 | Sandy Hjalmarson
MEPR-029234-2023 | 2031 Shadow Grove Way Encinitas, CA 92024 | MEP (Residential) | Finaled | 2024-01-03 | 0 | pv solar roof mount (SEPARATE PERMIT REQUIRED FOR BATTERY). | Energy Efficiency | 2023-12-15 | 2024-01-12 | 0 |  | New Encinitas | 2024-07-10 | 2024-01-12 | 0 | Sandy Hjalmarson
MEPR-029320-2024 | 1964 Fairlee Dr Encinitas, CA 92024 | MEP (Residential) | Issued | 2024-01-03 | 0 | replace water heater | Water Heater | 2024-01-02 |  | 0 |  | New Encinitas | 2025-01-02 |  | 0 | Esteban Cisneros
MEPR-029321-2024 | 1638 Hawk View Dr Encinitas, CA 92024 | MEP (Residential) | Issued | 2024-01-03 | 0 | replace water heater | Water Heater | 2024-01-02 |  | 0 |  | Leucadia | 2025-01-02 |  | 0 | Esteban Cisneros
BLDR-029242-2023 | 1626 Buttercup Rd Encinitas, CA 92024 | Building (Residential) | Issued | 2024-01-03 | 0 | Reroof 5:12 Tear Of Concrete Tile Install Concrete Tile 2 Layers Class A 28 Sqs | ReRoof | 2023-12-18 |  | 36990 |  | New Encinitas | 2025-01-02 |  | 0 | Esteban Cisneros
MEPR-029318-2024 | 1548 Village View Rd Encinitas, CA 92024 | MEP (Residential) | Expired | 2024-01-03 | 0 | Replace Water Heater | Water Heater | 2024-01-02 |  | 0 |  | New Encinitas | 2024-07-15 | 2024-01-17 | 0 | Sandy Hjalmarson
SIGN-028000-2023 | 85 Encinitas Blvd Encinitas, CA 92024 | Sign | Expired | 2024-01-03 | 0 | Modify names on sign of existing signage | Permanent | 2023-09-20 |  | 5000 |  | Inside City | 2024-07-01 |  | 0 | Nicole Spradlin
MEPR-029317-2024 | 1521 Tzena Way Encinitas, CA 92024 | MEP (Residential) | Expired | 2024-01-03 | 0 | REPLACE WATER HEATER TANK | Water Heater | 2024-01-02 |  | 0 |  | New Encinitas | 2024-08-26 | 2024-02-26 | 0 | Nicole Spradlin
MEPR-029294-2023 | 1694 Noma Ln Encinitas, CA 92024 | MEP (Residential) | Finaled | 2024-01-03 | 0 | â€¢ ENERGY STORAGE SYSTEM: (3) TESLA: POWERWALL, 13.5KWh, 5KW INVERTER OUTPUT, LITHIUM-ION BATTERY (WEIGHT: 251.3LB EACH) â€¢ BACKUP GATEWAY: (1) 200A TESLA POWERWALL CONTROL PANEL | Energy Efficiency | 2023-12-20 | 2024-03-12 | 3000 |  | Leucadia | 2024-08-07 | 2024-02-09 | 0 | Sandy Hjalmarson
MEPR-029005-2023 | 737 Edelweiss Ln Encinitas, CA 92024 | MEP (Residential) | Expired | 2024-01-03 | 0 | 10 kWh ESS IN RELATION TO MEPR-029004-2023 | New Installation | 2023-12-01 |  | 10000 |  | Olivenhain | 2024-10-08 | 2024-04-11 | 0 | Esteban Cisneros
MEPR-029209-2023 | 2464 Manchester Ave Cardiff-by-the-Sea, CA 92007 | MEP (Residential) | Expired | 2024-01-03 | 0 | Gas line for a fire pit | Alteration & Repair | 2023-12-14 |  | 2565 |  | Cardiff-By-The-Sea | 2024-11-12 | 2024-05-15 | 0 | Esteban Cisneros
MEPR-029274-2023 | 1832 Belle Grove Rd Encinitas, CA 92024 | MEP (Residential) | Finaled | 2024-01-03 | 0 | REPLACE HEAT PUMP AND AIR HANDLER | Alteration & Repair | 2023-12-19 | 2024-01-23 | 0 |  | New Encinitas | 2024-07-22 | 2024-01-23 | 0 | Sandy Hjalmarson
BLDR-029128-2023 | 1240 Berryman Canyon Encinitas, CA 92024 | Building (Residential) | Finaled | 2024-01-03 | 560 | gunite master plan pool | Pool | 2023-12-07 | 2024-05-09 | 100000 |  | Inside City | 2024-11-05 | 2024-05-09 | 0 | Sandy Hjalmarson
MEPR-029309-2024 | 1081 Cornish Dr Encinitas, CA 92024 | MEP (Residential) | Expired | 2024-01-03 | 0 | Tankless Water Heater Install | Water Heater | 2024-01-02 |  | 0 |  | Old Encinitas | 2024-07-09 | 2024-01-11 | 0 | Sandy Hjalmarson
MEPR-028262-2023 | 502 Neptune Ave Encinitas, CA 92024 | MEP (Residential) | Finaled | 2024-01-03 | 0 | Roof-mounted PV Solar with micro inverters. Will not exceed 10kw. ( SOLAR PERMIT ONLY) | Energy Efficiency | 2023-10-04 | 2024-01-29 | 26000 |  | Old Encinitas | 2024-07-08 | 2024-01-29 | 0 | Sandy Hjalmarson
MEPR-029311-2024 | 322 Village Run E Encinitas, CA 92024 | MEP (Residential) | Finaled | 2024-01-03 | 0 | Replace Water Heater | Water Heater | 2024-01-02 | 2024-01-11 | 0 |  | New Encinitas | 2024-07-08 | 2024-01-10 | 0 | Sandy Hjalmarson
MEPR-029225-2023 | 111 Europa St Encinitas, CA 92024 | MEP (Residential) | Expired | 2024-01-04 | 0 | Upgrade overhead electrical service to 175 amps at existing location | Service Change | 2023-12-15 |  | 4500 |  | Leucadia | 2024-08-19 | 2024-02-21 | 0 | Nicole Spradlin
MEPR-029215-2023 | 202 Via Villena Encinitas, CA 92024 | MEP (Residential) | Finaled | 2024-01-04 | 0 | replace ac and furnace | Alteration & Repair | 2023-12-15 | 2024-01-18 | 0 |  | New Encinitas | 2024-07-16 | 2024-01-18 | 0 | Sandy Hjalmarson
MEPR-029145-2023 | 836 Del Rio Ave Encinitas, CA 92024 | MEP (Residential) | Expired | 2024-01-04 | 0 | Upgrade electrical main panel to 400 amp to new location | Service Change | 2023-12-08 |  | 6500 |  | Leucadia | 2024-07-30 | 2024-02-01 | 0 | Nicole Spradlin
MEPR-029360-2024 | 135 W Glaucus St Unit: A Encinitas, CA 92024 | MEP (Residential) | Issued | 2024-01-04 | 0 | Mini-split replacement | Alteration & Repair | 2024-01-03 |  | 0 |  | Leucadia | 2025-01-03 |  | 0 | Esteban Cisneros
BLDR-028365-2023 | 1320 Via Terrassa Encinitas, CA 92024 | Building (Residential) | Expired | 2024-01-04 | 1099 | Repair to 1099 Square Feet fire damaged residence - REMOVE AND REPLACE DAMAGED DRYWALL (PER PLANS) - REMOVE AND REPLACE DAMAGED INSULATION (PER PLANS) - TEST ELECTRICAL. REMOVE AND REPLACE DAMAGED ELECTRICAL (PER PLANS) - REMOVE AND REPLACE WATER HEATER (PER PLANS) - ADD SMOKE / CARBON MONOXIDE DETECTORS (PER PLANS) | Alteration & Repair | 2023-10-13 |  | 158043 |  | New Encinitas | 2024-09-18 | 2024-03-22 | 0 | Esteban Cisneros
MEPR-029359-2024 | 463 Bristol Rd Cardiff-by-the-Sea, CA 92007 | MEP (Residential) | Finaled | 2024-01-04 | 0 | pv solar roof mount | Energy Efficiency | 2024-01-03 | 2024-01-17 | 0 |  | Cardiff-By-The-Sea | 2024-07-15 | 2024-01-16 | 0 | Sandy Hjalmarson
MEPR-029198-2023 | 233 Ridge Terrace Encinitas, 92024 | MEP (Residential) | Finaled | 2024-01-04 | 0 | private water line replacement | Alteration & Repair | 2023-12-14 | 2024-03-21 | 0 |  | Inside City | 2024-09-17 | 2024-03-21 | 0 | Sandy Hjalmarson
BLDR-016149-2021 | 521 Kristen Ct Encinitas, CA 92024 | Building (Residential) | Issued | 2024-01-04 | 933 | Convert garage to bedroom, bathroom, and game room into an ADU. | Accessory Dwelling Unit | 2021-07-06 |  | 150000 |  | Old Encinitas | 2025-01-03 |  | 0 | Esteban Cisneros
MEPR-029241-2023 | 1991 Azure Way Encinitas, CA 92024 | MEP (Residential) | Finaled | 2024-01-04 | 0 | R&R Tub/Shower with new Tub/Shower. Not moving drain. No mechanical or electrical work proposed. 15 SQ FT ( NO PLANS) NO DRYWALL APPROVED ON THIS PERMIT. INSPECTOR'S PLEASE VERIFY NO WORK REQUIRING ADDITIONAL PERMITS ARE NEEDED) PLUMBING ONLY. | Alteration & Repair | 2023-12-18 | 2024-03-21 | 12418 |  | New Encinitas | 2024-09-09 | 2024-03-12 | 0 | Sandy Hjalmarson
BLDR-023435-2022 | 820 Morning Sun Dr Encinitas, CA 92024 | Building (Residential) | Finaled | 2024-01-04 | 93 | Addition and remodeling of an existing SFR. New trellis. | Addition | 2022-12-16 | 2024-05-24 | 13699.2 |  | Olivenhain | 2024-11-20 | 2024-05-24 | 0 | Nicole Spradlin
MEPR-029340-2024 | 1019 Emma Dr Cardiff-by-the-Sea, CA 92007 | MEP (Residential) | Issued | 2024-01-04 | 0 | SFR PV SOLAR, GROUND MOUNT, BATTERY, 3.70 KW | New Installation | 2024-01-02 |  | 32000 |  | Inside City | 2025-01-03 |  | 0 | Esteban Cisneros
MEPR-029243-2023 | 1029 Aloha Dr Encinitas, CA 92024 | MEP (Residential) | Finaled | 2024-01-04 | 0 | install 100amp temp meter pole within 100 ft of pole P25281. | Temporary Power Pole | 2023-12-18 | 2024-01-08 | 0 |  | Old Encinitas | 2024-07-08 | 2024-01-08 | 0 | Sandy Hjalmarson
MEPR-029008-2023 | 1496 Hymettus Ave Encinitas, CA 92024 | MEP (Residential) | Finaled | 2024-01-04 | 0 | Roof-Top PV 10.13 kW, 25 Panels, 25 Micro Inverters | Energy Efficiency | 2023-12-01 | 2024-05-13 | 37923 |  | Leucadia | 2024-11-06 | 2024-05-10 | 0 | Sandy Hjalmarson
MEPR-029202-2023 | 1340 Rainbow Ridge Ln Encinitas, CA 92024 | MEP (Residential) | Finaled | 2024-01-04 | 0 | moving location of pool equipment | Alteration & Repair | 2023-12-14 | 2024-04-26 | 0 |  | Leucadia | 2024-10-23 | 2024-04-26 | 0 | Sandy Hjalmarson
BLDR-029020-2023 | 142 E Glaucus St Encinitas, CA 92024 | Building (Residential) | Finaled | 2024-01-04 | 1080 | Replace roof with like for like material. With some wood replacement. | ReRoof | 2023-12-01 | 2024-04-23 | 12000 |  | Leucadia | 2024-10-21 | 2024-04-23 | 0 | Sandy Hjalmarson
MEPR-029223-2023 | 1038 N Coast Highway 101 Encinitas, CA 92024 | MEP (Residential) | Expired | 2024-01-04 | 0 | 200 Amp Panel upgrade | Alteration & Repair | 2023-12-15 |  | 0 |  | Leucadia | 2024-09-16 | 2024-03-18 | 0 | Esteban Cisneros
MEPR-029367-2024 | 410 Bridoon Ter Encinitas, CA 92024 | MEP (Residential) | Finaled | 2024-01-04 | 0 | REPLACE 3 HEAT PUMPS AND 3 AIR HANDLERS | Alteration & Repair | 2024-01-03 | 2024-02-22 | 0 |  | Olivenhain | 2024-08-20 | 2024-02-22 | 0 | Sandy Hjalmarson
MEPR-029230-2023 | 720 Arden Dr Encinitas, CA 92024 | MEP (Residential) | Finaled | 2024-01-04 | 0 | Electrical permit to upgrade Electrical Panel to a 200 Volt 120/240 3 wires phase 1 | New Installation | 2023-12-15 | 2024-02-07 | 200 |  | Old Encinitas | 2024-08-05 | 2024-02-07 | 0 | Sandy Hjalmarson
MEPR-029199-2023 | 225 Ridge Ter Encinitas, CA 92024 | MEP (Residential) | Finaled | 2024-01-04 | 0 | Private water line replacement | Alteration & Repair | 2023-12-14 | 2024-03-21 | 0 |  | Olivenhain | 2024-09-17 | 2024-03-21 | 0 | Sandy Hjalmarson
MEPR-029314-2024 | 533 Third St Encinitas, CA 92024 | MEP (Residential) | Expired | 2024-01-04 | 0 | installing 2 powerwall battery/inverter combo with solar installation | Alteration & Repair | 2024-01-02 |  | 69444.66 |  | Old Encinitas | 2024-07-22 | 2024-01-24 | 0 | Nicole Spradlin
MEPR-029293-2023 | 371 Trailview Rd Encinitas, CA 92024 | MEP (Residential) | Finaled | 2024-01-04 | 0 | BATTERY FOR MEPR-029292-2023 | Alteration & Repair | 2023-12-20 | 2024-01-12 | 0 |  | New Encinitas | 2024-07-10 | 2024-01-12 | 0 | Sandy Hjalmarson
MEPR-029270-2023 | 1014 Hygeia Ave Encinitas, CA 92024 | MEP (Residential) | Finaled | 2024-01-04 | 0 | Replace furnace 70K BTU | Alteration & Repair | 2023-12-19 | 2024-01-18 | 4500 |  | Leucadia | 2024-07-16 | 2024-01-18 | 0 | Sandy Hjalmarson
MEPR-029364-2024 | 713 Normandy Rd Encinitas, CA 92024 | MEP (Residential) | Expired | 2024-01-04 | 0 | NEW 4.86DC kW(4.4AC kW) ROOF MOUNTED PHOTOVOLTAIC SYSTEM W/ 12 MODS AND 12 MICRO INV | Energy Efficiency | 2024-01-03 |  | 0 |  | Leucadia | 2024-10-16 | 2024-04-19 | 0 | Esteban Cisneros
MEPR-029326-2024 | 2028 Edinburg Ave Cardiff-by-the-Sea, CA 92007 | MEP (Residential) | Expired | 2024-01-04 | 0 | Energy Storage 5 kW/13.5 kWH, 1 AC Powerwall, 1 Gateway | New Installation | 2024-01-02 |  | 13490 |  | Cardiff-By-The-Sea | 2024-10-07 | 2024-04-10 | 0 | Esteban Cisneros
BLDR-028864-2023 | 1417 Caminito Septimo Cardiff-by-the-Sea, CA 92007 | Building (Residential) | Issued | 2024-01-04 | 18 | Replace 1 retrofit window. No size change | Alteration & Repair | 2023-11-20 |  | 1447 |  | Cardiff-By-The-Sea | 2025-06-03 | 2024-12-05 | 0 | Esteban Cisneros
MEPR-029323-2024 | 3462 Dove Hollow Rd Encinitas, CA 92024 | MEP (Residential) | Expired | 2024-01-04 | 0 | Roof-Top PV 3.24 kW, 8 Panels, 1 Inverter, 3 Solar shutdown devices | Energy Efficiency | 2024-01-02 |  | 12620 |  | Olivenhain | 2024-11-25 | 2024-05-28 | 0 | Esteban Cisneros
MEPR-029350-2024 | 1538 Calle Tulipanes Encinitas, CA 92024 | MEP (Residential) | Finaled | 2024-01-04 | 0 | Â· (24) HANWHA QCELLS Q.PEAK DUO BLK ML-G10.a+ 400 MODULES Â· (1) TESLA POWERWALL 'PLUS' BATTERY + INVERTER Â· (1) TESLA BACKUP SWITCH Â· (1) E-STOP SYSTEM RAPID SHUTDOWN SWITCH Â· (1) BATTERY / PV DISCONNECT Â· NEW 125A SUB-PANEL FOR BREAKER RELOCATION Â· CHARGEPOINT EV CHARGER Â· 9.72 kW DC / 8.97 KW CEC AC SYSTEM SIZE | Energy Efficiency | 2024-01-03 | 2024-12-17 | 48300 |  | New Encinitas | 2025-06-16 | 2024-12-16 | 0 | Esteban Cisneros
BLDR-018859-2022 | 753 Requeza St Encinitas, CA 92024 | Building (Residential) | Issued | 2024-01-04 | 3856 | Multiple Permits: Construct new 2-story, 4BR SFR w/ 2-car garage, ADU (BLDR-018957-2022) | New Construction | 2022-02-04 |  | 580000 | Paonessa Residence | Old Encinitas | 2025-05-12 | 2024-12-18 | 0 | Esteban Cisneros
SIGN-028889-2023 | 1092 N El Camino Real Encinitas, CA 92024 | Sign | Finaled | 2024-01-04 | 0 | REFACE (2) EXISTING MONUMENT SIGNS WITH NEW ILLUMINATED CHANNEL LETTERS TO READ "ENCINITAS RANCH TOWN CENTER" | Permanent | 2023-11-20 | 2024-02-27 | 6000 |  | New Encinitas | 2024-07-02 | 2024-02-28 | 0 | Nina Martin
MEPR-029221-2023 | 348 Camino De Las Flores Encinitas, CA 92024 | MEP (Residential) | Finaled | 2024-01-04 | 0 | replace ac and furnace | Alteration & Repair | 2023-12-15 | 2024-01-18 | 0 |  | New Encinitas | 2024-07-16 | 2024-01-18 | 0 | Sandy Hjalmarson
BLDC-024193-2023 | 145 Leucadia Blvd Encinitas, CA 92024 | Building (Non-Residential) | Issued | 2024-01-04 | 1466 | remodel existing restaurant building | Tenant Improvement | 2023-02-07 |  | 300000 |  | Leucadia | 2025-07-01 | 2025-01-03 | 0 | Esteban Cisneros
MEPR-029381-2024 | 1663 Buttercup Rd Encinitas, CA 92024 | MEP (Residential) | Expired | 2024-01-05 | 0 | Replace Water Heater | Water Heater | 2024-01-04 |  | 0 |  | New Encinitas | 2024-07-17 | 2024-01-19 | 0 | Nicole Spradlin
MEPR-029380-2024 | 812 Bonita Dr Encinitas, CA 92024 | MEP (Residential) | Expired | 2024-01-05 | 0 | Roof mounted pv 8.1 kw 20 pv panels | Energy Efficiency | 2024-01-04 |  | 0 |  | Old Encinitas | 2024-07-30 | 2024-02-01 | 0 | Nicole Spradlin
MEPR-029371-2024 | 2008 Crest Dr Cardiff-by-the-Sea, CA 92007 | MEP (Residential) | Expired | 2024-01-05 | 0 | 7.3 kWatt PV Solar Rooftop Installation, 26 modules, two 10 kWh Batteries (SEPARATE PERMIT REQUIRED), Single Inverter with 1 Critical Loads Panel and automatic transfer-switch | Energy Efficiency | 2024-01-03 |  | 28000 |  | Cardiff-By-The-Sea | 2024-09-11 | 2024-03-15 | 0 | Esteban Cisneros
MEPR-029369-2024 | 1581 Crest Dr Encinitas, CA 92024 | MEP (Residential) | Finaled | 2024-01-05 | 0 | Residential Roof-Mounted Solar: 3.16kW/DC, 3.8kW/AC, 8 Modules, 8 Optimizers, 1 Inverter. No Main Panel Upgrade. 1 Energy Storage. | Energy Efficiency | 2024-01-03 | 2024-02-06 | 18320 |  | Cardiff-By-The-Sea | 2025-01-04 | 2024-02-06 | 0 | Sandy Hjalmarson
MEPR-029352-2024 | 1538 Calle Tulipanes Encinitas, CA 92024 | MEP (Residential) | Finaled | 2024-01-05 | 0 | CHARGEPOINT EV CHARGER | Energy Efficiency | 2024-01-03 | 2024-12-17 | 1300 |  | New Encinitas | 2025-06-16 | 2024-12-16 | 0 | Esteban Cisneros
MEPR-029377-2024 | 1645 Linda Sue Ln Encinitas, CA 92024 | MEP (Residential) | Expired | 2024-01-08 | 0 | MSP - Â· MAIN SERVICE PANEL UPGRADE WITH NEW 125A/100A | New Installation | 2024-01-03 |  | 35900 |  | New Encinitas | 2024-08-27 | 2024-02-29 | 0 | Nicole Spradlin
BLDC-027457-2023 | 1502 Encinitas Blvd Encinitas, CA 92024 | Building (Non-Residential) | Finaled | 2024-01-08 | 1957 | Remodel of existing Taco bell, Exterior re-paint of entire building, new materials and lighting upgrade. Interior: new finishes, lighting upgrade to LEDm Ceiling decor and furniture at Dining Area only. | Tenant Improvement | 2023-08-14 | 2024-07-22 | 35000 |  | New Encinitas | 2024-08-20 | 2024-02-22 | 0 | Sandy Hjalmarson
MEPR-029356-2024 | 1111 Kildeer Ct Encinitas, CA 92024 | MEP (Residential) | Issued | 2024-01-08 | 0 | New 225A main service panel upgrade with a 125A MCB | Service Change | 2024-01-03 |  | 1500 |  | Leucadia | 2025-01-07 |  | 0 | Esteban Cisneros
SIGN-028888-2023 | 1560 Leucadia Blvd Encinitas, CA 92024 | Sign | Finaled | 2024-01-08 | 0 | REFACE (2) EXISTING MONUMENT SIGNS WITH NEW NON-ILLUMINATED CHANNEL LETTERS TO READ "THE PLAZA ENCINITAS RANCH" | Permanent | 2023-11-20 | 2024-02-27 | 6000 |  | New Encinitas | 2024-07-06 | 2024-02-27 | 0 | Nicole Spradlin
BLDR-028353-2023 | 2931 Lone Jack Rd Encinitas, CA 92024 | Building (Residential) | Finaled | 2024-01-08 | 83 | Existing sitting room to be enclosed and turned into a new bedroom. | Alteration & Repair | 2023-10-12 | 2024-06-26 | 5000 |  | Olivenhain | 2024-12-23 | 2024-06-26 | 0 | Sandy Hjalmarson
SIGN-028965-2023 | 191 N El Camino Real Unit: 109 Encinitas, CA 92024 | Sign | Finaled | 2024-01-08 | 15 | TO INSTALL (1) ILLUMINATED WALL SIGN AND (1) TENANT PANEL ON EXISTING MONUMENT SIGN | Permanent | 2023-11-29 | 2024-01-17 | 3000 |  | New Encinitas | 2024-07-06 | 2024-01-17 | 0 | Nina Martin
MEPR-029279-2023 | 703 Fourth St Encinitas, CA 92024 | MEP (Residential) | Issued | 2024-01-08 | 0 | 60k btus furnace c/o like for like in attic. R6 duct system (10 supply, 2 return) | Alteration & Repair | 2023-12-20 |  | 0 |  | Old Encinitas | 2025-01-07 |  | 0 | Esteban Cisneros
MEPR-029370-2024 | 1581 Crest Dr Encinitas, CA 92024 | MEP (Residential) | Finaled | 2024-01-08 | 0 | Residential Roof-Mounted Solar: 3.16kW/DC, 3.8kW/AC, 8 Modules, 8 Optimizers, 1 Inverter. No Main Panel Upgrade. 1 Energy Storage. | Service Change | 2024-01-03 | 2024-02-06 | 18320 |  | Cardiff-By-The-Sea | 2025-01-07 | 2024-02-06 | 0 | Sandy Hjalmarson
MEPR-029331-2024 | 826 La Mirada Ave Encinitas, CA 92024 | MEP (Residential) | Finaled | 2024-01-08 | 0 | Service upgrade to 200 amp and panel replacement | Alteration & Repair | 2024-01-02 | 2024-01-31 | 4500 |  | Leucadia | 2024-07-29 | 2024-01-31 | 0 | Sandy Hjalmarson
BLDR-027696-2023 | 1201 Avocet Ct Cardiff, CA 92007 | Building (Residential) | Finaled | 2024-01-08 | 2224 | New Hardscape per plans. New 442 SF roofed pergola, open on all sides. New 2" PEP gas line from existing gas meter to service new BBQ island and new fire pit. New 220v service from existing electrical meter to roofed pergola to power electrical heaters and recessed can lights. | Temporary or Accessory Structure | 2023-08-29 | 2024-05-13 | 150000 |  | Inside City | 2024-11-12 | 2024-05-13 | 0 | Sandy Hjalmarson
MEPR-029390-2024 | 438 Countrywood Ln Encinitas, CA 92024 | MEP (Residential) | Issued | 2024-01-08 | 0 | REPLACE HEAT PUMP, FURNACE, AND DUCTWORK | Alteration & Repair | 2024-01-04 |  | 0 |  | New Encinitas | 2025-01-07 |  | 0 | Esteban Cisneros
BLDR-028957-2023 | 150 Hummingbird Hill Encinitas, CA 92024 | Building (Residential) | Finaled | 2024-01-08 | 84.3 | I would like to get an existing room to be permitted as a bedroom. | Alteration & Repair | 2023-11-27 | 2024-01-10 | 1500 |  | Olivenhain | 2024-07-08 | 2024-01-10 | 0 | Sandy Hjalmarson
MEPR-029233-2023 | 1521 Caudor St Encinitas, CA 92024 | MEP (Residential) | Finaled | 2024-01-08 | 0 | installing 20 pv modules with inverter for solar pv system | Energy Efficiency | 2023-12-15 | 2024-01-11 | 34129.21 |  | Leucadia | 2024-07-09 | 2024-01-11 | 0 | Sandy Hjalmarson
BLDR-028829-2023 | 1565 Hawk View Dr Encinitas, CA 92024 | Building (Residential) | Issued | 2024-01-08 | 0 | Replace 11 retrofit windows and 3 patio doors. No size change | Alteration & Repair | 2023-11-15 |  | 30841 |  | Leucadia | 2025-04-23 | 2024-10-25 | 0 | Esteban Cisneros
MEPR-029351-2024 | 1538 Calle Tulipanes Encinitas, CA 92024 | MEP (Residential) | Finaled | 2024-01-08 | 0 | Â· (24) HANWHA QCELLS Q.PEAK DUO BLK ML-G10.a+ 400 MODULES Â· (1) TESLA POWERWALL 'PLUS' BATTERY + INVERTER Â· (1) TESLA BACKUP SWITCH Â· (1) E-STOP SYSTEM RAPID SHUTDOWN SWITCH Â· (1) BATTERY / PV DISCONNECT Â· NEW 125A SUB-PANEL FOR BREAKER RELOCATION Â· CHARGEPOINT EV CHARGER Â· 9.72 kW DC / 8.97 KW CEC AC SYSTEM SIZE | New Installation | 2024-01-03 | 2024-12-17 | 15250 |  | New Encinitas | 2025-06-16 | 2024-12-17 | 0 | Esteban Cisneros
BLDC-022379-2022 | 1748 Noma Ln Encinitas, CA 92024 | Building (Non-Residential) | Issued | 2024-01-09 | 0 | Eligible Facilities Request with following scope of work: TOWER WORK: Â· REMOVE (6) TMAs Â· REMOVE (2) ANTENNAS Â· INSTALL (3) ANTENNAS Â· INSTALL (2) HYBRID CABLES (1-5/8") Â· INSTALL (3) RRHs Â· INSTALL (1) SITEPRO1 - PM1 STANDOFF GROUND WORK: Â· REMOVE (1) RBS 3106 CABINET Â· REMOVE (6) RUS01 B2 RRHs Â· REMOVE (6) RUS01 B4 RRHs Â· REMOVE (1) 100A PPC Â· INSTALL (1) 6160 CABINET Â· INSTALL (1) B160 CABINET Â· INSTALL (1) CSR IXRe V2 Â· INSTALL (1) RP 6651 Â· INSTALL (1) PSU 4813 vR4A Â· INSTALL (1) 200A PPC | Alteration & Repair | 2022-09-29 |  | 30000 |  | Leucadia | 2025-01-08 |  | 0 | Esteban Cisneros
BLDR-029312-2024 | 961 Brittany Rd Encinitas, CA 92024 | Building (Residential) | Issued | 2024-01-09 | 1373.79 | Partia Re-roof. Lift and relay. Replacement of underlayment paper. | ReRoof | 2024-01-02 |  | 7412 |  | Leucadia | 2025-01-08 | 2024-07-12 | 0 | Esteban Cisneros
MEPR-029319-2024 | 262 Coneflower St Encinitas, CA 92024 | MEP (Residential) | Issued | 2024-01-09 | 0 | REPLACE FURNACE | Alteration & Repair | 2024-01-02 |  | 0 |  | Old Encinitas | 2025-01-08 |  | 0 | Esteban Cisneros
MEPR-029365-2024 | 560 Cerro St Encinitas, CA 92024 | MEP (Residential) | Finaled | 2024-01-09 | 0 | REPLACE HEAT PUMP AND AIR HANDLER | Alteration & Repair | 2024-01-03 | 2024-03-05 | 0 |  | New Encinitas | 2024-09-03 | 2024-03-05 | 0 | Sandy Hjalmarson
MEPR-029009-2023 | 1496 Hymettus Ave Encinitas, CA 92024 | MEP (Residential) | Finaled | 2024-01-09 | 0 | Energy Storage 5 kW, 1 AC Powerwall, 1 Backup Gateway | New Installation | 2023-12-01 | 2024-05-13 | 17500 |  | Leucadia | 2024-11-12 | 2024-05-13 | 0 | Sandy Hjalmarson
MEPR-029379-2024 | 2031 Shadow Grove Way Encinitas, CA 92024 | MEP (Residential) | Finaled | 2024-01-09 | 0 | battery for solar | Alteration & Repair | 2024-01-04 | 2024-01-12 | 0 |  | New Encinitas | 2024-07-10 | 2024-01-12 | 0 | Sandy Hjalmarson
MEPR-029349-2024 | 606 Camino De Orchidia Encinitas, CA 92024 | MEP (Residential) | Finaled | 2024-01-09 | 0 | 4.32kW rooftop PV solar install | Energy Efficiency | 2024-01-03 | 2024-01-16 | 10000 |  | Inside City | 2024-07-10 | 2024-01-16 | 0 | Sandy Hjalmarson
MEPR-029281-2023 | 3376 Lone Hill Ln Encinitas, CA 92024 | MEP (Residential) | Issued | 2024-01-09 | 0 | (1) 40 gallons traditional water heater c/o like for like in garage. (1) 50 gallon traditional water heater c/o like for like outside closet. (1) 40 traditional water heater c/o like for like out side closet. | Water Heater | 2023-12-20 |  | 0 |  | Olivenhain | 2025-01-08 |  | 0 | Esteban Cisneros
MEPR-029325-2024 | 2028 Edinburg Ave Cardiff-by-the-Sea, CA 92007 | MEP (Residential) | Expired | 2024-01-09 | 0 | Roof-Top PV 9.72 kW, 24 Panels, 24 Micro Inverters | Energy Efficiency | 2024-01-02 |  | 34275 |  | Cardiff-By-The-Sea | 2024-08-19 | 2024-02-20 | 0 | Nicole Spradlin
BLDR-024981-2023 | 1120 Judy Ln Cardiff-by-the-Sea, CA 92007 | Building (Residential) | Finaled | 2024-01-09 | 499 | 499 SF ADU 1 Bedroom/1 Bathroom | Accessory Dwelling Unit | 2023-03-22 | 2024-04-03 | 150000 |  | Cardiff-By-The-Sea | 2024-09-30 | 2024-04-03 | 0 | Sandy Hjalmarson
MEPR-029011-2023 | 1496 Hymettus Ave Encinitas, CA 92024 | MEP (Residential) | Issued | 2024-01-09 | 0 | (N) 200A Protected Loads Panel | Service Change | 2023-12-01 |  | 0 |  | Leucadia | 2025-01-08 |  | 0 | Esteban Cisneros
MEPR-029400-2024 | 102 Rodney Ave Encinitas, CA 92024 | MEP (Residential) | Finaled | 2024-01-09 | 0 | 70K BTUS furnace change out in a closet. | Alteration & Repair | 2024-01-04 | 2024-02-07 | 7252.15 |  | New Encinitas | 2024-08-05 | 2024-02-07 | 0 | Sandy Hjalmarson
MEPR-029361-2024 | 463 Bristol Rd Cardiff-by-the-Sea, CA 92007 | MEP (Residential) | Finaled | 2024-01-09 | 0 | battery permit for solar | Alteration & Repair | 2024-01-03 | 2024-01-17 | 0 |  | Cardiff-By-The-Sea | 2024-07-15 | 2024-01-17 | 0 | Sandy Hjalmarson
MEPR-028999-2023 | 3418 Bumann Rd Encinitas, CA 92024 | MEP (Residential) | Expired | 2024-01-09 | 0 | MSP Upgrade to 200A | Service Change | 2023-11-30 |  | 0 |  | Olivenhain | 2024-10-21 | 2024-04-24 | 0 | Esteban Cisneros
BLDR-028142-2023 | 158 Rodney Ave Encinitas, CA 92024 | Building (Residential) | Finaled | 2024-01-09 | 210 | NEW ATTACHED PREFAB PATIO COVER TO ADD NEW ELECTRICAL | Temporary or Accessory Structure | 2023-09-28 | 2024-05-31 | 13500 |  | New Encinitas | 2024-07-29 | 2024-02-06 | 0 | Sandy Hjalmarson
MEPR-029153-2023 | 1837 Belle Grove Rd Encinitas, CA 92024 | MEP (Residential) | Expired | 2024-01-09 | 0 | Install Mini Split | Alteration & Repair | 2023-12-11 |  | 9000 |  | New Encinitas | 2024-11-06 | 2024-05-10 | 0 | Esteban Cisneros
BLDR-026589-2023 | 392 E Glaucus St Encinitas, CA 92024 | Building (Residential) | Expired | 2024-01-09 | 473 | We will be building some retaining walls as well as doing demo to an existing spa that is there. | Retaining Wall | 2023-06-13 |  | 77250 |  | Inside City | 2024-12-02 | 2024-06-04 | 0 | Esteban Cisneros
MEPR-029461-2024 | 354 Neptune Ave Encinitas, CA 92024 | MEP (Residential) | Finaled | 2024-01-09 | 0 | Repair to 3/4" gas line to repair SDG&E gas lock-off (underneath home in crawlspace) | Alteration & Repair | 2024-01-09 | 2024-01-19 | 3359.18 |  | Old Encinitas | 2024-07-17 | 2024-01-19 | 0 | Sandy Hjalmarson
MEPR-029296-2023 | 1793 Edgefield Ln Encinitas, CA 92024 | MEP (Residential) | Issued | 2024-01-09 | 0 | Replace Furnace and Ducts 80%AFUE | Alteration & Repair | 2023-12-20 |  | 10511 |  | New Encinitas | 2025-01-08 |  | 0 | Esteban Cisneros
BLDR-026494-2023 | 2412 Newcastle Ave Cardiff-by-the-Sea, CA 92007 | Building (Residential) | Finaled | 2024-01-09 | 640 | Replace aging deck with deck on same footprint | Alteration & Repair | 2023-06-07 | 2024-07-17 | 50000 |  | Cardiff-By-The-Sea | 2024-09-03 | 2024-03-06 | 0 | Sandy Hjalmarson
MEPR-029249-2023 | 2766 Lone Jack Rd Encinitas, CA 92024 | MEP (Residential) | Issued | 2024-01-10 | 0 | (1) 50 GALLONS TRADITIONAL WATER HEATER C/O LIKE FOR LIKE IN LAUNDRY | Alteration & Repair | 2023-12-18 |  | 3861 |  | Olivenhain | 2025-01-09 |  | 0 | Esteban Cisneros
MEPR-029460-2024 | 109 Triton Cir Encinitas, CA 92024 | MEP (Residential) | Finaled | 2024-01-10 | 0 | pv solar roof mount | Energy Efficiency | 2024-01-09 | 2024-03-25 | 0 |  | Old Encinitas | 2024-09-23 | 2024-03-25 | 0 | Sandy Hjalmarson
MEPR-029468-2024 | 1917 Circle Park Ln Encinitas, CA 92024 | MEP (Residential) | Issued | 2024-01-10 | 0 | New 24k 2 head mini split with (1) disconnect. No ductwork. | Alteration & Repair | 2024-01-09 |  | 13700 |  | New Encinitas | 2025-01-09 |  | 0 | Esteban Cisneros
MEPR-029406-2024 | 2351 Fifth St Encinitas, CA 92024 | MEP (Residential) | Finaled | 2024-01-10 | 0 | roofmounted solar system - 12.320 kW | Energy Efficiency | 2024-01-05 | 2024-03-18 | 73488.91 |  | Olivenhain | 2024-09-16 | 2024-03-18 | 0 | Sandy Hjalmarson
MEPR-029245-2023 | 1151 Wild Canary Ln Encinitas, CA 92024 | MEP (Residential) | Finaled | 2024-01-10 | 0 | 80k btus furnace c/o like for like in closet | Alteration & Repair | 2023-12-18 | 2024-01-31 | 9285.6 |  | Olivenhain | 2024-07-29 | 2024-01-31 | 0 | Sandy Hjalmarson
BLDR-020203-2022 | 1074 Normandy Hill Ln Encinitas, CA 92024 | Building (Residential) | Issued | 2024-01-10 | 600 | Garage conversion to ADU | Accessory Dwelling Unit | 2022-04-25 |  | 50000 |  | Leucadia | 2025-04-01 | 2024-10-03 | 0 | Esteban Cisneros
MEPR-029466-2024 | 1753 Red Barn Rd Encinitas, CA 92024 | MEP (Residential) | Issued | 2024-01-10 | 0 | 1 LG Chem Battery - RESU 10H PRIME | Energy Efficiency | 2024-01-09 |  | 0 |  | New Encinitas | 2025-01-09 |  | 0 | Esteban Cisneros
BLDR-029431-2024 | 1176 Sidonia Ct Encinitas, CA 92024 | Building (Residential) | Finaled | 2024-01-10 | 3500 | 3500 sq. ft. Strip & replace comp. shingles, Install new GAF Timberline HDZ RS CRRC-0676-0136a, Charcoal, ICC-ESR-3267, UL ER21-01 | ReRoof | 2024-01-08 | 2024-04-15 | 24314 |  | Leucadia | 2024-10-14 | 2024-04-15 | 0 | Sandy Hjalmarson
MEPR-029452-2024 | 971 Hygeia Ave Encinitas, CA 92024 | MEP (Residential) | Expired | 2024-01-10 | 0 | Gas Repair Line | Alteration & Repair | 2024-01-09 |  | 0 |  | Leucadia | 2024-07-10 | 2024-01-12 | 0 | Sandy Hjalmarson
MEPR-029432-2024 | 169 Peppertree Ln Encinitas, CA 92024 | MEP (Residential) | Issued | 2024-01-10 | 0 | Change out 48k btu attic air handler and 4 ton side yard heat pump, like for like, same locations. | Alteration & Repair | 2024-01-08 |  | 29978 |  | Olivenhain | 2025-01-09 |  | 0 | Esteban Cisneros
MEPR-029404-2024 | 416 Orpheus Ave Encinitas, CA 92024 | MEP (Residential) | Finaled | 2024-01-10 | 0 | PV ARRAY: 8 MODULES-ROOF MOUNTED - 3.24 kWDC for ADU. | Energy Efficiency | 2024-01-05 | 2024-04-09 | 0 |  | Old Encinitas | 2024-10-07 | 2024-04-08 | 0 | Sandy Hjalmarson
MEPR-029482-2024 | 350 Cerro St Encinitas, CA 92024 | MEP (Residential) | Finaled | 2024-01-10 | 0 | 5.20kW DC solar PV install of 13 Panasonic panels and 13 Enphase microinverters. | Energy Efficiency | 2024-01-10 | 2024-07-03 | 20208 |  | New Encinitas | 2025-01-02 | 2024-07-03 | 0 | Sandy Hjalmarson
MEPR-029238-2023 | 1427 Lauren Ct Encinitas, CA 92024 | MEP (Residential) | Finaled | 2024-01-10 | 0 | Adding on to roof a mounted PV system | Energy Efficiency | 2023-12-18 | 2024-01-19 | 0 |  | Leucadia | 2024-07-17 | 2024-01-19 | 0 | Sandy Hjalmarson
BLDC-028786-2023 | 1001 Encinitas Blvd Encinitas, CA 92024 | Building (Non-Residential) | Expired | 2024-01-10 | 14000 | Replace underlayment on existing tile roof. | ReRoof | 2023-11-13 |  | 70000 |  | Old Encinitas | 2024-07-23 | 2024-01-25 | 0 | Nicole Spradlin
MEPR-029453-2024 | 918 Woodlake Dr Cardiff-by-the-Sea, CA 92007 | MEP (Residential) | Issued | 2024-01-10 | 0 | pv solar roof mount | Energy Efficiency | 2024-01-09 |  | 0 |  | Cardiff-By-The-Sea | 2025-01-09 |  | 0 | Esteban Cisneros
MEPR-029428-2024 | 1318 Belleview Ave Cardiff-by-the-Sea, CA 92007 | MEP (Residential) | Expired | 2024-01-10 | 0 | Roof-Top PV 6.56 kW, 16 Panels, 8 Solar shutdown devices | Energy Efficiency | 2024-01-08 |  | 25898 |  | Cardiff-By-The-Sea | 2024-09-24 | 2024-03-28 | 0 | Esteban Cisneros
MEPR-029410-2024 | 3328 Bumann Rd Encinitas, CA 92024 | MEP (Residential) | Finaled | 2024-01-10 | 0 | Install 9.6kw Solar System, 24 Panels 24 Micro-inverters and 2 back up Encharge Batteries (SEPARATE PERMITS REQUIRED FOR GROUND MOUNT RACKING, BATTERIES & SUB-PANELS) | Energy Efficiency | 2024-01-05 | 2024-04-29 | 74280 |  | Olivenhain | 2025-01-09 |  | 0 | Sandy Hjalmarson
BLDR-029385-2024 | 233 Ridge Ter Encinitas, CA 92024 | Building (Residential) | Finaled | 2024-01-10 | 2235 | Remove of existing tile roof system and installation of new GAF Grand Sequoia Shingles Roof System. | ReRoof | 2024-01-04 | 2024-03-21 | 30059 |  | Olivenhain | 2024-09-03 | 2024-03-07 | 0 | Sandy Hjalmarson
MEPR-029417-2024 | 1799 Sienna Canyon Dr Encinitas, CA 92024 | MEP (Residential) | Finaled | 2024-01-10 | 0 | Installation of a 5.0KW Tesla battery system consisting of (1) Tesla 2.0 powerwall battery, new critical load center & new Tesla gateway | New Installation | 2024-01-08 | 2024-02-13 | 15000 |  | Olivenhain | 2024-08-12 | 2024-02-13 | 0 | Sandy Hjalmarson
MEPR-029435-2024 | 819 Saxony Rd Encinitas, CA 92024 | MEP (Residential) | Issued | 2024-01-10 | 0 | Remove & replace shower with new shower & valve | Alteration & Repair | 2024-01-08 |  | 14359 |  | Leucadia | 2025-01-09 |  | 0 | Esteban Cisneros
MEPR-029419-2024 | 701 Lynwood Dr Encinitas, CA 92024 | MEP (Residential) | Expired | 2024-01-10 | 0 | Roof-top solar, modules 28, DC Size 12.6 KW,Central Inverter 2x Tesla Powerwall 3, & 200A AC Disconnect (SEPARATE PERMIT REQUIRED FOR BATTERY/ESS & SUB PANELS) | Energy Efficiency | 2024-01-08 |  | 34900 |  | Leucadia | 2024-10-21 | 2024-04-23 | 0 | Esteban Cisneros
MEPR-029430-2024 | 1318 Belleview Ave Cardiff-by-the-Sea, CA 92007 | MEP (Residential) | Expired | 2024-01-10 | 0 | (E) 200A Protected Loads Sub panel and (E) 124A sub panel | Service Change | 2024-01-08 |  | 0 |  | Cardiff-By-The-Sea | 2024-10-21 | 2024-04-24 | 0 | Esteban Cisneros
MEPR-029433-2024 | 1569 Calle Ryan Encinitas, CA 92024 | MEP (Residential) | Finaled | 2024-01-10 | 0 | (1) 4 ton heat pump condenser changeout on left side of yard (1)48k air handler changeout in garage | Alteration & Repair | 2024-01-08 | 2024-01-29 | 14283.24 |  | New Encinitas | 2024-07-29 | 2024-01-29 | 0 | Sandy Hjalmarson
MEPR-029418-2024 | 298 Sunset Dr Encinitas, CA 92024 | MEP (Residential) | Finaled | 2024-01-10 | 0 | 13.5 KWH ESS + Whole Home Backup | New Installation | 2024-01-08 | 2024-11-21 | 8500 |  | Old Encinitas | 2025-05-20 | 2024-11-21 | 0 | Nicole Spradlin
BLDR-018957-2022 | 755 Requeza St Encinitas, CA 92024 | Building (Residential) | Issued | 2024-01-10 | 3856 | Multiple Permits: NEW 2-STORY 2 BEDROOM ADU, New Construction (BLDR-018859-2022) | Accessory Dwelling Unit | 2022-02-10 |  | 200000 | Paonessa Residence | Inside City | 2025-02-24 | 2024-08-26 | 0 | Esteban Cisneros
BLDC-027514-2023 | 777 N El Camino Real Unit: 101 Encinitas, CA 92024 | Building (Non-Residential) | Finaled | 2024-01-10 | 11200 | TI on existing Building completed Shell. Non-structural partition and related MP&E. | Tenant Improvement | 2023-08-17 | 2024-09-06 | 2240000 |  | New Encinitas | 2025-03-05 | 2024-10-14 | 0 | Nicole Spradlin
MEPR-029508-2024 | 1502 Livorno Pl Unit: 209 Encinitas, CA 92024 | MEP (Residential) | Issued | 2024-01-11 | 0 | Roof mount PV system 2.84 kW 7 modules and microinverters Reference Master Permit Number MEPR-022192-2022 | Energy Efficiency | 2024-01-11 |  | 7000 |  | Leucadia | 2025-01-10 |  | 0 | Esteban Cisneros
BLDR-026203-2023 | 508 La Mesa Ave Encinitas, CA 92024 | Building (Residential) | Issued | 2024-01-11 | 219 | MULTIPLE PERMITS : ADDITION PERMITTED UNDER BLDR-024311-2023 Duplex conversion with small residential addition (ADU). | Accessory Dwelling Unit | 2023-05-23 |  | 24104 |  | Old Encinitas | 2025-01-10 |  | 0 | Esteban Cisneros
BLDR-025527-2023 | 223 La Costa Ave Encinitas, CA 92024 | Building (Residential) | Finaled | 2024-01-11 | 441 | Detached single vehicle garage. | Temporary or Accessory Structure | 2023-04-18 | 2024-05-13 | 10584 |  | Leucadia | 2024-11-05 | 2024-05-09 | 0 | Sandy Hjalmarson
MEPR-029479-2024 | 1709 Knollfield Way Encinitas, CA 92024 | MEP (Residential) | Expired | 2024-01-11 | 0 | RE-ROUTE 3/4â€ HOT LINE FROM OUTSIDE NEAR KITCHEN WINDOW TO DOWNSTAIRS BATHROOM MANIFOLD, RUN ALONG EXTERIOR OF HOME, PENETRATE TO INSIDE, CUT DRYWALL ALONG CEILING AND DOWN WALL IN ORDER TO RUN NEW PIPE. 35 FOOT LENGTH COPPER PIPE REPIPE FIXTURES Tub Shower 1 Toilet 1 Kitchen Sink 1 | Alteration & Repair | 2024-01-10 |  | 5178 |  | New Encinitas | 2024-07-15 | 2024-01-16 | 0 | Sandy Hjalmarson
MEPR-029436-2024 | 211 Meadow Vista Way Encinitas, CA 92024 | MEP (Residential) | Finaled | 2024-01-11 | 0 | replace old water heater with tankless water heater | Water Heater | 2024-01-08 | 2024-09-12 | 1500 |  | New Encinitas | 2024-07-22 | 2024-01-24 | 0 | Nicole Spradlin
MEPR-029405-2024 | 135 Requeza St Encinitas, CA 92024 | MEP (Residential) | Expired | 2024-01-11 | 0 | RM Solar; 15 Modules; 5.925 kW(UNDER SEPARATE PERMIT); Existing MSP 200A; SolarEdge Battery | Energy Efficiency | 2024-01-05 |  | 23850 |  | Old Encinitas | 2024-07-15 | 2024-01-17 | 0 | Sandy Hjalmarson
BLDR-024311-2023 | 506 La Mesa Ave Encinitas, CA 92024 | Building (Residential) | Issued | 2024-01-11 | 219 | MULTIPLE PERMITS: ADU PERMITTED UNDER BLDR-026203-2023 - Duplex conversion with small residential addition. | Addition | 2023-02-14 |  | 150000 |  | Old Encinitas | 2025-06-02 | 2024-12-03 | 0 | Esteban Cisneros
BLDR-025021-2023 | 1123 Balour Dr Encinitas, CA 92024 | Building (Residential) | Finaled | 2024-01-11 | 890 | (N) 2ND FLOOR ACCESSORY DWELLING UNIT OF APPROX. 890 SQ. FT. WITH (2) OUTDOOR DECKS TOTALLING APPROX. 280 SQ. FT. AND AN EXTERIOR STAIR CASE OF APPROX. 80 SQ. FT. | Accessory Dwelling Unit | 2023-03-24 | 2024-12-10 | 450000 |  | Old Encinitas | 2025-06-09 | 2024-12-10 | 0 | Esteban Cisneros
BLDR-029454-2024 | 1065 Hymettus Ave Encinitas, CA 92024 | Building (Residential) | Finaled | 2024-01-11 | 4000 | 40sq shingle roof replacement | ReRoof | 2024-01-09 | 2024-01-18 | 32000 |  | Leucadia | 2024-07-16 | 2024-01-18 | 0 | Sandy Hjalmarson
MEPR-029502-2024 | 833 Eugenie Ave Encinitas, CA 92024 | MEP (Residential) | Expired | 2024-01-11 | 0 | Replace Water Heater | Water Heater | 2024-01-11 |  | 0 |  | Leucadia | 2024-07-15 | 2024-01-17 | 0 | Sandy Hjalmarson
MEPR-029536-2024 | 1544 Rancho Encinitas Dr Encinitas, CA 92024 | MEP (Residential) | Expired | 2024-01-12 | 0 | Emergency gas line repair/pressure test | Alteration & Repair | 2024-01-12 |  | 0 |  | Olivenhain | 2024-07-10 | 2024-01-12 | 0 | Sandy Hjalmarson
MEPR-029527-2024 | 1259 Summit Pl Cardiff, CA 92007 | MEP (Residential) | Finaled | 2024-01-12 | 0 | Emergency - Electric Panel Failing (no Power), some Sparking. | Alteration & Repair | 2024-01-11 | 2024-03-28 | 0 |  | Inside City | 2024-09-23 | 2024-03-27 | 0 | Sandy Hjalmarson
MEPR-029547-2024 | 2305 Cambridge Ave Cardiff-by-the-Sea, CA 92007 | MEP (Residential) | Expired | 2024-01-12 | 0 | Gas line repair | Alteration & Repair | 2024-01-12 |  | 0 |  | Cardiff-By-The-Sea | 2024-07-10 | 2024-01-12 | 0 | Sandy Hjalmarson
MEPR-029437-2024 | 1087 Neptune Ave Encinitas, CA 92024 | MEP (Residential) | Expired | 2024-01-12 | 0 | Upgrading multi meter service | Service Change | 2024-01-08 |  | 0 |  | Leucadia | 2024-07-17 | 2024-01-19 | 0 | Nicole Spradlin
MEPR-029494-2024 | 803 Regal Rd Encinitas, CA 92024 | MEP (Residential) | Finaled | 2024-01-12 | 0 | Install new 3/4â€ Gas line from relocated meter to existing line in house | Service Change | 2024-01-10 | 2024-01-24 | 1150 |  | Old Encinitas | 2024-07-16 | 2024-01-18 | 0 | Sandy Hjalmarson
MEPR-029467-2024 | 1753 Red Barn Rd Encinitas, CA 92024 | MEP (Residential) | Issued | 2024-01-12 | 0 | INSTALL NEW MAIN SERVICE PANEL 225A RATED WITH NEW 125A MAIN BREAKER | Alteration & Repair | 2024-01-09 |  | 0 |  | New Encinitas | 2025-01-11 |  | 0 | Esteban Cisneros
MEPR-029355-2024 | 2115 Park Dale Ln Encinitas, CA 92024 | MEP (Residential) | Expired | 2024-01-12 | 0 | Change out 50 gallon electric water heater in garage, same location. | Water Heater | 2024-01-03 |  | 4000 |  | Inside City | 2024-09-03 | 2024-03-05 | 0 | Nicole Spradlin
MEPR-029250-2023 | 348 Bach St Cardiff-by-the-Sea, CA 92007 | MEP (Residential) | Expired | 2024-01-12 | 0 | (2) 3 ton heat pump condenser change outs, both on the right side yard. (2) 3 ton indoor coil change outs. (2) 70K BTUS furnace change outs, both in the attic. | Alteration & Repair | 2023-12-18 |  | 26600 |  | Cardiff-By-The-Sea | 2024-08-12 | 2024-02-12 | 0 | Nicole Spradlin
MEPR-029488-2024 | 350 Cerro St Encinitas, CA 92024 | MEP (Residential) | Finaled | 2024-01-12 | 0 | Installing (2) 5kW Batteries, Enphase Enpower Smart Switch and the addition of a rapid shutdown switch. | New Installation | 2024-01-10 | 2024-07-03 | 12615 |  | New Encinitas | 2025-01-02 | 2024-07-03 | 0 | Sandy Hjalmarson
MEPR-029401-2024 | 615 Sereno View Rd Encinitas, CA 92024 | MEP (Residential) | Expired | 2024-01-12 | 0 | 225/125A MPU FOR MEPR-026902-2023 | New Installation | 2024-01-04 |  | 0 |  | Olivenhain | 2024-07-15 | 2024-01-17 | 0 | Sandy Hjalmarson
MEPR-029541-2024 | 2706 MacKinnon Rd Cardiff, CA 92007 | MEP (Residential) | Expired | 2024-01-12 | 0 | Gas repair/ SDGE lock-out | Alteration & Repair | 2024-01-12 |  | 1200 |  | Inside City | 2024-07-10 | 2024-01-12 | 0 | Sandy Hjalmarson
MEPR-029336-2024 | 2258 Cambridge Ave Cardiff-by-the-Sea, CA 92007 | MEP (Residential) | Expired | 2024-01-12 | 0 | Install temporary overhead power | Temporary Power Pole | 2024-01-02 |  | 0 |  | Cardiff-By-The-Sea | 2024-10-09 | 2024-04-12 | 0 | Esteban Cisneros
SIGN-121-2012 | 257 N El Camino Real Encinitas, CA 92024 | Sign | Issued | 2024-01-14 | 0 | TEMP BANNER | Temporary | 2012-08-10 |  | 0 |  | New Encinitas |  |  | 0 | Jay Delcamp
MEPR-029372-2024 | 2008 Crest Dr Cardiff-by-the-Sea, CA 92007 | MEP (Residential) | Finaled | 2024-01-16 | 0 | Installation of two 10 kWh SolarEdge Energy Bank Batteries for a 7.3 kW Solar PV System | New Installation | 2024-01-03 | 2024-03-15 | 13000 |  | Cardiff-By-The-Sea | 2024-09-11 | 2024-03-15 | 0 | Sandy Hjalmarson
MEPR-029422-2024 |  | MEP (Residential) | Issued | 2024-01-16 | 0 | Roof mounted PV - 11 modules - 4.345 kWDC - 1 LG Chem - New 225A/125A MPU (SOLAR ONLY) | Energy Efficiency | 2024-01-08 |  | 0 |  | New Encinitas | 2025-01-15 |  | 0 | Esteban Cisneros
MEPR-029486-2024 | 2494 Manchester Ave Cardiff-by-the-Sea, CA 92007 | MEP (Residential) | Finaled | 2024-01-16 | 0 | Main Panel upgrade, 200-amp overhead Disconnect/reconnect Keep existing location SDG&E Not. #550477 | Service Change | 2024-01-10 | 2024-09-13 | 0 |  | Cardiff-By-The-Sea | 2025-03-12 | 2024-09-13 | 0 | Nicole Spradlin
MEPR-029511-2024 | 1502 Livorno Pl Unit: 205 Encinitas, CA 92024 | MEP (Residential) | Issued | 2024-01-16 | 1107 | Roof mount PV system 2.84 kW 7 modules and microinverters Reference Master Permit Number MEPR-022192-2022 | Energy Efficiency | 2024-01-11 |  | 7000 |  | Leucadia | 2025-01-15 |  | 0 | Esteban Cisneros
MEPR-029513-2024 | 1502 Livorno Pl Unit: 203 Encinitas, CA 92024 | MEP (Residential) | Issued | 2024-01-16 | 1020 | Roof mount PV system 2.84 kW 7 modules and microinverters Reference Master Permit Number MEPR-022192-2022 | Energy Efficiency | 2024-01-11 |  | 7000 |  | Leucadia | 2025-01-15 |  | 0 | Esteban Cisneros
MEPR-029524-2024 | 1502 Livorno Pl Unit: 206 Encinitas, CA 92024 | MEP (Residential) | Issued | 2024-01-16 | 1180 | Roof mount PV system 2.84 kW 7 modules and microinverters Reference Master Permit Number MEPR-022192-2022 | Energy Efficiency | 2024-01-11 |  | 7000 |  | Leucadia | 2025-01-15 |  | 0 | Esteban Cisneros
BLDR-028848-2023 | 1710 Lake Dr Cardiff-by-the-Sea, CA 92007 | Building (Residential) | Finaled | 2024-01-16 | 225 | Convert Existing garage into ADU moved from BLDR-025558-2023 (alteration & repair) permit type | Accessory Dwelling Unit | 2023-11-16 | 2024-08-23 | 40000 |  | Cardiff-By-The-Sea | 2025-02-19 | 2024-08-23 | 0 | Nicole Spradlin
MEPR-029509-2024 | 1435 Elva Ct Encinitas, CA 92024 | MEP (Residential) | Issued | 2024-01-16 | 0 | REPLACE FURNACE | Alteration & Repair | 2024-01-11 |  | 0 |  | New Encinitas | 2025-01-15 |  | 0 | Esteban Cisneros
MEPR-029519-2024 | 1502 Livorno Pl Unit: 102 Encinitas, CA 92024 | MEP (Residential) | Issued | 2024-01-16 | 1011 | Roof mount PV system 2.84 kW 7 modules and microinverters Reference Master Permit Number MEPR-022192-2022 | Energy Efficiency | 2024-01-11 |  | 7000 |  | Leucadia | 2025-01-15 |  | 0 | Esteban Cisneros
MEPR-029552-2024 | 232 Hygeia Ct Encinitas, CA 92024 | MEP (Residential) | Finaled | 2024-01-16 | 0 | roof mounted solar system - 5.280kw | Energy Efficiency | 2024-01-13 | 2024-03-14 | 21638.38 |  | Leucadia | 2024-09-10 | 2024-03-14 | 0 | Sandy Hjalmarson
MEPR-029490-2024 | 244 Hillcrest Dr Encinitas, CA 92024 | MEP (Residential) | Finaled | 2024-01-16 | 0 | main service panel upgrade to 600 AMPs | Alteration & Repair | 2024-01-10 | 2024-03-18 | 9000 |  | Leucadia | 2024-09-16 | 2024-03-18 | 0 | Sandy Hjalmarson
MEPR-029493-2024 | 805 Regal Rd Unit: 805 Encinitas, CA 92024 | MEP (Residential) | Finaled | 2024-01-16 | 0 | Install new 3/4â€ gas service from relocated gas meter to existing gas line in house | New Installation | 2024-01-10 | 2024-01-24 | 1150 |  | Inside City | 2024-07-22 | 2024-01-24 | 0 | Sandy Hjalmarson
MEPR-029517-2024 | 1502 Livorno Pl Unit: 103 Encinitas, CA 92024 | MEP (Residential) | Issued | 2024-01-16 | 0 | Roof mount PV system 2.84 kW 7 modules and microinverters Reference Master Permit Number MEPR-022192-2022 | Energy Efficiency | 2024-01-11 |  | 7000 |  | Leucadia | 2025-01-15 |  | 0 | Esteban Cisneros
MEPR-029562-2024 | 202 Meadow Vista Way Encinitas, CA 92024 | MEP (Residential) | Expired | 2024-01-16 | 0 | Rooftop Mounted PV System | Energy Efficiency | 2024-01-16 |  | 0 |  | New Encinitas | 2024-09-23 | 2024-03-27 | 0 | Esteban Cisneros
MEPR-029512-2024 | 1502 Livorno Pl Unit: 204 Encinitas, CA 92024 | MEP (Residential) | Issued | 2024-01-16 | 704 | Roof mount PV system 2.84 kW 7 modules and microinverters Reference Master Permit Number MEPR-022192-2022 | Energy Efficiency | 2024-01-11 |  | 7000 |  | Leucadia | 2025-01-15 |  | 0 | Esteban Cisneros
MEPR-029515-2024 | 1502 Livorno Pl Unit: 104 Encinitas, CA 92024 | MEP (Residential) | Issued | 2024-01-16 | 942 | Roof mount PV system 2.84 kW 7 modules and microinverters Reference Master Permit Number MEPR-022192-2022 | Energy Efficiency | 2024-01-11 |  | 7000 |  | Leucadia | 2025-01-15 |  | 0 | Esteban Cisneros
MEPR-029514-2024 | 1502 Livorno Pl Unit: 201 Encinitas, CA 92024 | MEP (Residential) | Issued | 2024-01-16 | 975 | Roof mount PV system 2.84 kW 7 modules and microinverters Reference Master Permit Number MEPR-022192-2022 | Energy Efficiency | 2024-01-11 |  | 7000 |  | Leucadia | 2025-01-15 |  | 0 | Esteban Cisneros
MEPR-029495-2024 | 554 Ocean View Ave Encinitas, CA 92024 | MEP (Residential) | Finaled | 2024-01-16 | 0 | Service upgrade from single meter to dual meter . address 554 & 558 200 amps | Alteration & Repair | 2024-01-10 | 2024-02-13 | 0 |  | Leucadia | 2024-08-12 | 2024-02-13 | 0 | Sandy Hjalmarson
MEPR-029534-2024 | 825 Munevar Rd Cardiff-by-the-Sea, CA 92007 | MEP (Residential) | Finaled | 2024-01-16 | 0 | Roof mounted solar system - 3.520 kw | Energy Efficiency | 2024-01-12 | 2024-03-13 | 13868.88 |  | Cardiff-By-The-Sea | 2024-09-09 | 2024-03-13 | 0 | Sandy Hjalmarson
MEPR-029516-2024 | 1723 Kennington Rd Encinitas, CA 92024 | MEP (Residential) | Expired | 2024-01-16 | 0 | Rooftop solar pv with 12 modules, 12 micro-inverters for 4.80kW system and new service sub panel 125A | Energy Efficiency | 2024-01-11 |  | 8160 |  | Leucadia | 2024-07-29 | 2024-01-30 | 0 | Nicole Spradlin
BLDR-029127-2023 | 2175 Montgomery Ave Cardiff-by-the-Sea, CA 92007 | Building (Residential) | Finaled | 2024-01-16 | 3400 | Stucco replacement (NO PLANS) | Alteration & Repair | 2023-12-07 | 2024-08-12 | 30000 |  | Cardiff-By-The-Sea | 2025-02-10 | 2024-08-12 | 0 | Nicole Spradlin
MEPR-029523-2024 | 1502 Livorno Pl Unit: 202 Encinitas, CA 92024 | MEP (Residential) | Issued | 2024-01-16 | 1015 | Roof mount PV system 2.84 kW 7 modules and microinverters Reference Master Permit Number MEPR-022192-2022 | Energy Efficiency | 2024-01-11 |  | 7000 |  | Leucadia | 2025-01-15 |  | 0 | Esteban Cisneros
MEPR-029398-2024 | 1270 Elmbranch Dr Encinitas, CA 92024 | MEP (Residential) | Issued | 2024-01-16 | 0 | 80K BTUS furnace change out in a closet. | Alteration & Repair | 2024-01-04 |  | 7902.9 |  | New Encinitas | 2025-01-15 |  | 0 | Esteban Cisneros
MEPR-029510-2024 | 1502 Livorno Pl Unit: 207 Encinitas, CA 92024 | MEP (Residential) | Issued | 2024-01-16 | 0 | Roof mount PV system 2.84 kW 7 modules and microinverters Reference Master Permit Number MEPR-022192-2022 | Energy Efficiency | 2024-01-11 |  | 7000 |  | Leucadia | 2025-01-15 |  | 0 | Esteban Cisneros
MEPR-029558-2024 | 1330 Portola Rd Encinitas, CA 92024 | MEP (Residential) | Finaled | 2024-01-16 | 0 | 9200 Watt Photovoltaic system - 23 Modules - Roof mounted. | Energy Efficiency | 2024-01-15 | 2024-04-15 | 32676 |  | Olivenhain | 2024-10-14 | 2024-04-15 | 0 | Sandy Hjalmarson
MEPR-029521-2024 | 1502 Livorno Pl Unit: 208 Encinitas, CA 92024 | MEP (Residential) | Issued | 2024-01-16 | 0 | Roof mount PV system 2.84 kW 7 modules and microinverters Reference Master Permit Number MEPR-022192-2022 | Energy Efficiency | 2024-01-11 |  | 7000 |  | Leucadia | 2025-01-15 |  | 0 | Esteban Cisneros
SIGN-029231-2023 | 414 Encinitas Blvd Encinitas, CA 92024 | Sign | Expired | 2024-01-16 | 42.5 | install (1) set of illuminated channel letters reading Moonlight Tell Tail Veterinary Urgent Care" and reface an existing monument sign. | Permanent | 2023-12-15 |  | 4000 |  | Old Encinitas | 2024-07-14 |  | 0 | Nicole Spradlin
MEPR-029540-2024 | 1914 Cambridge Ave Cardiff-by-the-Sea, CA 92007 | MEP (Residential) | Expired | 2024-01-16 | 0 | Roof mounted solar system - 5.280kw | Energy Efficiency | 2024-01-12 |  | 17886.67 |  | Cardiff-By-The-Sea | 2024-09-24 | 2024-03-28 | 0 | Esteban Cisneros
MEPR-029507-2024 | 1213 Calle Christopher Encinitas, CA 92024 | MEP (Residential) | Finaled | 2024-01-16 | 0 | PEX-A Repipe, 15 fixtures and 3 hose bibbs. | Alteration & Repair | 2024-01-11 | 2024-01-19 | 13680 |  | New Encinitas | 2024-07-17 | 2024-01-19 | 0 | Sandy Hjalmarson
BLDR-028286-2023 | 215 Fifth St Encinitas, CA 92024 | Building (Residential) | Issued | 2024-01-16 | 433 | New Lap Pool | Pool | 2023-10-06 |  | 20000 |  | Old Encinitas | 2025-06-23 | 2024-12-23 | 0 | Esteban Cisneros
BLDR-026519-2023 | 720 Fieldstone Ln Encinitas, CA 92024 | Building (Residential) | Finaled | 2024-01-16 | 257 | 257 sf INTERIOR REMODEL (KITCHEN AND BATHROOM) (NO NEW FLOOR AREA PROPOSED | Alteration & Repair | 2023-06-08 | 2024-12-20 | 40000 |  | Inside City | 2025-06-18 | 2024-12-20 | 0 | Esteban Cisneros
BLDR-029195-2023 | 3241 Circa De Tierra Encinitas, CA 92024 | Building (Residential) | Finaled | 2024-01-17 | 840 | PROPOSED POOL AND SPA WITH AUTO COVER, MAX 6' DEPTH, 840 SQFT | Pool | 2023-12-13 | 2024-08-16 | 35000 |  | Olivenhain | 2025-02-12 | 2024-08-16 | 0 | Nicole Spradlin
BLDR-029213-2023 | 1332 Summit Ave Cardiff-by-the-Sea, CA 92007 | Building (Residential) | Issued | 2024-01-17 | 100 | NEW POOL | Pool | 2023-12-15 |  | 28000 |  | Cardiff-By-The-Sea | 2025-01-22 | 2024-07-26 | 0 | Esteban Cisneros
BLDR-025877-2023 | 556 Union St Encinitas, CA 92024 | Building (Residential) | Issued | 2024-01-17 | 2710 | MULTIPLE PERMITS: 662 CLARK AVE (BLDR-025474-2023), 682 CLARK AVE (BLDR-025876-2023): Demolition and removal of existing structures, surface improvements, and existing vegetation : Project scope of work located APNs : 256-171-13 / 256-171-14 / 256-171-15 / 256-171-20 / 256-171-21 / 256-171-24 Call Engineering Inspector, Kona Kaimuloa at 760-633-2807 ten business days prior to starting any work for pre-construction meeting. | Demolition | 2023-05-05 |  | 3613 |  | Leucadia | 2025-01-16 |  | 0 | Esteban Cisneros
BLDR-029181-2023 | 2387 Newport Ave Cardiff-by-the-Sea, CA 92007 | Building (Residential) | Issued | 2024-01-17 | 836 | Demolition an existing two bedroom house | Demolition | 2023-12-13 |  | 15000 |  | Inside City | 2025-01-16 |  | 0 | Esteban Cisneros
MEPR-029485-2024 | 3328 Bumann Rd Encinitas, CA 92024 | MEP (Residential) | Finaled | 2024-01-17 | 0 | Install 2 Back up Batteries and 2 Sub Panels | Alteration & Repair | 2024-01-10 | 2024-04-29 | 0 |  | Olivenhain | 2024-10-28 | 2024-04-29 | 0 | Sandy Hjalmarson
MEPR-029458-2024 | 2045 Mackinnon Ave Cardiff-by-the-Sea, CA 92007 | MEP (Residential) | Finaled | 2024-01-17 | 0 | battery | Service Change | 2024-01-09 | 2024-01-19 | 0 |  | Cardiff-By-The-Sea | 2024-07-17 | 2024-01-19 | 0 | Sandy Hjalmarson
MEPR-029441-2024 | 1917 Circle Park Ln Encinitas, CA 92024 | MEP (Residential) | Expired | 2024-01-17 | 0 | 125 Amp Panel Upgrade | Alteration & Repair | 2024-01-08 |  | 0 |  | New Encinitas | 2024-09-23 | 2024-03-27 | 0 | Esteban Cisneros
BLDR-029260-2023 | 1314 Lake Dr Encinitas, CA 92024 | Building (Residential) | Issued | 2024-01-17 | 496 | NEW POOL AND SPA | Pool | 2023-12-19 |  | 58200 |  | Cardiff-By-The-Sea | 2025-01-21 | 2024-07-23 | 0 | Esteban Cisneros
BLDR-025876-2023 | 682 Clark Ave Encinitas, CA 92024 | Building (Residential) | Issued | 2024-01-17 | 2710 | MULTIPLE PERMITS: 662 CLARK AVE (BLDR-025474-2023), 556 UNION ST (BLDR-025877-2023): Demolition and removal of existing structures, surface improvements, and existing vegetation : Project scope of work located APNs : 256-171-13 / 256-171-14 / 256-171-15 / 256-171-20 / 256-171-21 / 256-171-24. Call Engineering Inspector, Kona Kaimuloa at 760-633-2807 ten business days prior to starting any work for pre-construction meeting. | Demolition | 2023-05-05 |  | 3613 | Clark Ave Apartments Housing Element | Leucadia | 2025-01-16 |  | 0 | Esteban Cisneros
MEPR-029532-2024 | 723 Hollyridge Dr Encinitas, CA 92024 | MEP (Residential) | Finaled | 2024-01-17 | 0 | REPLACE FURNACE | Alteration & Repair | 2024-01-12 | 2024-02-01 | 0 |  | New Encinitas | 2024-07-30 | 2024-02-01 | 0 | Sandy Hjalmarson
MEPR-029368-2024 | 1764 Tattenham Rd Encinitas, CA 92024 | MEP (Residential) | Issued | 2024-01-17 | 0 | REPLACE FURNACE | Alteration & Repair | 2024-01-03 |  | 0 |  | Leucadia | 2025-01-16 |  | 0 | Esteban Cisneros
BLDR-027748-2023 | 1022 Sidonia St Encinitas, CA 92024 | Building (Residential) | Finaled | 2024-01-17 | 1199 | 364 SQ FT ADDITION TO SINGLE FAMILY HOME THAT CONNECTS EXISTING HOME TO EXISTING DETACHED OFFICE & GARAGE. ADDITION CONSISTS OF A BATHROOM, CLOSET, AND PLAYROOM. | Addition | 2023-09-05 | 2024-09-13 | 40185.6 |  | Leucadia | 2025-03-12 | 2024-09-13 | 0 | Nicole Spradlin
MEPR-029578-2024 | 567 Hermes Ave Encinitas, CA 92024 | MEP (Residential) | Expired | 2024-01-17 | 0 | Water Heater Permit | Water Heater | 2024-01-17 |  | 0 |  | Leucadia | 2024-07-22 | 2024-01-24 | 0 | Nicole Spradlin
MEPR-029491-2024 | 1451 Crest Dr Encinitas, CA 92024 | MEP (Residential) | Expired | 2024-01-17 | 0 | REPLACE 50 GAL WATER HEATER | Water Heater | 2024-01-10 |  | 5686 |  | Cardiff-By-The-Sea | 2024-07-22 | 2024-01-24 | 0 | Nicole Spradlin
MEPR-029520-2024 | 1502 Livorno Pl Unit: 101 Encinitas, CA 92024 | MEP (Residential) | Issued | 2024-01-17 | 0 | Roof mount PV system 2.84 kW 7 modules and microinverters Reference Master Permit Number MEPR-022192-2022 | Energy Efficiency | 2024-01-11 |  | 7000 |  | Leucadia | 2025-01-16 |  | 0 | Esteban Cisneros
BLDR-025474-2023 | 662 Clark Ave Encinitas, CA 92024 | Building (Residential) | Issued | 2024-01-17 | 2710 | MULTIPLE PERMITS: 682 CLARK AVE (BLDR-025876-2023), 556 UNION ST (BLDR-025877-2023): Demolition and removal of existing structures, surface improvements, and existing vegetation : Project scope of work located APNs : 256-171-13 / 256-171-14 / 256-171-15 / 256-171-20 / 256-171-21 / 256-171-24 Call Engineering Inspector, Kona Kaimuloa at 760-633-2807 ten business days prior to starting any work for pre-construction meeting. | Demolition | 2023-04-17 |  | 10840 | Clark Ave Apartments Housing Element | Leucadia | 2025-05-27 | 2024-11-25 | 0 | Esteban Cisneros
BLDR-029529-2024 | 273 Sea View Ct Encinitas, CA 92024 | Building (Residential) | Issued | 2024-01-17 | 2805 | Re-roof - New Flat Tile - Remove and dispose existing roofing material and underlayment, Install new underlayment and flat tile | ReRoof | 2024-01-11 |  | 35600 |  | Old Encinitas | 2025-06-18 | 2024-12-20 | 0 | Esteban Cisneros
MEPR-029573-2024 | 1849 Oxford Ave Cardiff-by-the-Sea, CA 92007 | MEP (Residential) | Finaled | 2024-01-18 | 0 | DC:9.855kW (27) panels/microinverters roof mounted on existing house roof (1) Combiner panel (1) AC disc. | Energy Efficiency | 2024-01-16 | 2024-01-31 | 38000 |  | Cardiff-By-The-Sea | 2024-07-29 | 2024-01-31 | 0 | Sandy Hjalmarson
MEPR-029569-2024 | 1440 Crest Dr Encinitas, CA 92024 | MEP (Residential) | Expired | 2024-01-18 | 0 | INSTALL NEW DUCTLESS MINI SPLIT W/ ELECTRICAL | New Installation | 2024-01-16 |  | 0 |  | Cardiff-By-The-Sea | 2024-08-13 | 2024-02-15 | 0 | Nicole Spradlin
MEPR-029575-2024 | 715 Hymettus Ave Encinitas, CA 92024 | MEP (Residential) | Issued | 2024-01-18 | 0 | REPLACE FURNACE LOCATED IN THE GARAGE - 110,000 BTU. 80% AFUE | Alteration & Repair | 2024-01-17 |  | 7500 |  | Leucadia | 2025-01-17 |  | 0 | Esteban Cisneros
BLDR-024309-2023 | 380 La Veta Ave Encinitas, CA 92024 | Building (Residential) | Issued | 2024-01-18 | 2380 | Multiple Permits (Lot 6): New Construction - Primary Dwelling Unit (BLDR-024309-2033), ADU over Garage (BLDR-024317-2023), Detached Garage (BLDR-024318-2023) | New Construction | 2023-02-14 |  | 747078.9 |  | Old Encinitas | 2025-02-24 | 2024-08-28 | 0 | Esteban Cisneros
MEPR-029550-2024 | 3823 Dusty Trail Encinitas, CA 92024 | MEP (Residential) | Finaled | 2024-01-18 | 0 | Installation of an energy storage system with 03 x Tesla Powerwall 2's | New Installation | 2024-01-12 | 2024-01-22 | 39600 |  | Olivenhain | 2024-07-22 | 2024-01-22 | 0 | Sandy Hjalmarson
BLDR-024318-2023 | 380 La Veta Ave Encinitas, CA 92024 | Building (Residential) | Issued | 2024-01-18 | 400 | Multiple Permits: New Construction (BLDR-024309-2023), ADU (BLDR-024317-2023), Garage | Temporary or Accessory Structure | 2023-02-14 |  | 10640 |  | Old Encinitas | 2025-02-24 | 2024-08-28 | 0 | Esteban Cisneros
BLDR-029598-2024 | 1803 Bel Air Ter Encinitas, CA 92024 | Building (Residential) | Issued | 2024-01-18 | 2037 | Shingle Re-roof, Remove and dispose of existing roofing material, Install underlayment, Install new shingles | ReRoof | 2024-01-17 |  | 21000 |  | Olivenhain | 2025-01-17 |  | 0 | Esteban Cisneros
BLDR-029557-2024 | 1709 Somerset Ave Cardiff-by-the-Sea, CA 92007 | Building (Residential) | Expired | 2024-01-18 | 2800 | 28sq shingle roof | ReRoof | 2024-01-15 |  | 20000 |  | Cardiff-By-The-Sea | 2024-07-17 | 2024-01-19 | 0 | Nicole Spradlin
MEPR-029588-2024 | 525 Kristen Ct Encinitas, CA 92024 | MEP (Residential) | Finaled | 2024-01-18 | 0 | REPLACE 2 FURNACES | Alteration & Repair | 2024-01-17 | 2024-01-30 | 0 |  | Old Encinitas | 2024-07-29 | 2024-01-30 | 0 | Sandy Hjalmarson
MEPR-029542-2024 | 690 Puebla St Encinitas, CA 92024 | MEP (Residential) | Issued | 2024-01-18 | 0 | New 3.5 condenser right side yard. 4 ton indoor coil c/o like for like 80k btus furnace c/o like for like in attic New R6 duct system (9 supply, 1 return) | Alteration & Repair | 2024-01-12 |  | 0 |  | Leucadia | 2025-01-17 |  | 0 | Esteban Cisneros
MEPR-029421-2024 | 1040 Via Marbrisa Encinitas, CA 92024 | MEP (Residential) | Issued | 2024-01-18 | 0 | MPU 200A Main Panel/ 200A Main Breaker | Service Change | 2024-01-08 |  | 0 |  | New Encinitas | 2025-01-17 |  | 0 | Esteban Cisneros
BLDR-023477-2022 | 1824 Wilton Rd Encinitas, CA 92024 | Building (Residential) | Finaled | 2024-01-18 | 12 | Build a 6' x2' closet with doors out into the loft space (not recessed). Frame out and hang 2 17" wide doors leading from the loft space to the stairway and rest of the living area. | Alteration & Repair | 2022-12-20 | 2024-01-22 | 800 |  | Leucadia | 2024-07-22 | 2024-01-22 | 0 | Nicole Spradlin
BLDR-027912-2023 | 1603 San Remo Pl Unit: 102 Encinitas, CA 92024 | Building (Residential) | Issued | 2024-01-18 | 1308 | PHASE 204 : 7- PLEX - MODEL PLAN 9 UNIT 102 | New Construction | 2023-09-14 |  | 297775 | Fox Point Farms - Parent Project | Leucadia | 2025-06-04 | 2024-12-06 | 0 | Esteban Cisneros
BLDR-027922-2023 | 1603 San Remo Pl Unit: 202 Encinitas, CA 92024 | Building (Residential) | Issued | 2024-01-18 | 1021 | PHASE 204 : 7- PLEX - MODEL PLAN 7 UNIT 201 | New Construction | 2023-09-14 |  | 258318 | Fox Point Farms - Parent Project | Leucadia | 2025-06-04 | 2024-12-06 | 0 | Esteban Cisneros
BLDR-027921-2023 | 1603 San Remo Pl Unit: 105 Encinitas, CA 92024 | Building (Residential) | Issued | 2024-01-18 | 940 | PHASE 204 : 7- PLEX - MODEL PLAN 6 UNIT 105 | New Construction | 2023-09-14 |  | 219585 | Fox Point Farms - Parent Project | Leucadia | 2025-06-04 | 2024-12-06 | 0 | Esteban Cisneros
BLDR-027919-2023 | 1603 San Remo Pl Unit: 104 Encinitas, CA 92024 | Building (Residential) | Issued | 2024-01-18 | 1308 | PHASE 204 : 7- PLEX - MODEL PLAN 9 UNIT 104 | New Construction | 2023-09-14 |  | 297775 | Fox Point Farms - Parent Project | Leucadia | 2025-06-04 | 2024-12-06 | 0 | Esteban Cisneros
BLDR-027911-2023 | 1603 San Remo Pl Unit: 101 Encinitas, CA 92024 | Building (Residential) | Issued | 2024-01-18 | 940 | PHASE 204 : 7- PLEX - MODEL PLAN 6 UNIT 101 | New Construction | 2023-09-14 |  | 219585 | Fox Point Farms - Parent Project | Leucadia | 2025-06-04 | 2024-12-06 | 0 | Esteban Cisneros
BLDR-027894-2023 | 1603 San Remo Pl Unit: 201 Encinitas, CA 92024 | Building (Residential) | Issued | 2024-01-18 | 1021 | PHASE 204 : 7- PLEX - MODEL PLAN 7 UNIT 201 | New Construction | 2023-09-14 |  | 258318 | Fox Point Farms - Parent Project | Leucadia | 2025-06-04 | 2024-12-06 | 0 | Esteban Cisneros
BLDR-027913-2023 | 1603 San Remo Pl Unit: 103 Encinitas, CA 92024 | Building (Residential) | Issued | 2024-01-18 | 1172 | PHASE 204 : 7- PLEX - MODEL PLAN 8 UNIT 103 | New Construction | 2023-09-14 |  | 271137 | Fox Point Farms - Parent Project | Leucadia | 2025-06-04 | 2024-12-06 | 0 | Esteban Cisneros
BLDC-028737-2023 | 777 Second St Encinitas, CA 92024 | Building (Non-Residential) | Issued | 2024-01-18 | 1963 | Demolition of existing structures | Demolition | 2023-11-09 |  | 40000 |  | Old Encinitas | 2025-01-17 |  | 0 | Esteban Cisneros
BLDR-024317-2023 | 378 La Veta Ave Encinitas, CA 92024 | Building (Residential) | Issued | 2024-01-18 | 431 | Multiple Permits: New Construction (BLDR-024309-2023), ADU, Garage (BLDR-024318-2023) | Accessory Dwelling Unit | 2023-02-14 |  | 42281.1 |  | Old Encinitas | 2025-06-11 | 2024-12-13 | 0 | Esteban Cisneros
BLDR-027661-2023 | 1301 Cornish Dr Cardiff-by-the-Sea, CA 92007 | Building (Residential) | Issued | 2024-01-18 | 1620 | INTERIOR RENOVATIONS & RECONFIGURATIONS OF EXISTING DUPLEX STRUCTURE, MODIFIED VERTICAL CIRCULATION ELEMENTS, NEW DOORS, WINDOWS & ASSOCIATED SYSTEMS. NEW ROOF TOP BALCONY & RENOVATED EXISTING BALCONIES. NEW EXTERIOR FINISHES TO MATCH RECENTLY COMPLETED GARAGE STRUCTURE. | Addition | 2023-08-28 |  | 100000 | Siuzdak Duplex Renovation | Cardiff-By-The-Sea | 2025-06-10 | 2024-12-12 | 0 | Esteban Cisneros
BLDR-026382-2023 | 250 Sierra Ridge Dr Encinitas, CA 92024 | Building (Residential) | Finaled | 2024-01-18 | 2857 | A 471 sf Home Addition and 2,386 sf interior Remodel of Existing Floor Area | Addition | 2023-06-02 | 2024-08-14 | 225000 |  | New Encinitas | 2025-02-10 | 2024-08-14 | 0 | Nicole Spradlin
BLDR-024314-2023 | 384 La Veta Ave Encinitas, CA 92024 | Building (Residential) | Issued | 2024-01-18 | 400 | Multiple Permits: New Construction (BLDR-024306-2023), ADU (BLDR-024313-2023) and Garage | Temporary or Accessory Structure | 2023-02-14 |  | 10640 |  | Old Encinitas | 2025-04-14 | 2024-10-15 | 0 | Esteban Cisneros
BLDR-024306-2023 | 384 La Veta Ave Encinitas, CA 92024 | Building (Residential) | Issued | 2024-01-18 | 2380 | Multiple Permits (Lot 5): New Construction - Primary Dwelling Unit (BLDR-024306-2023), ADU over Garage (BLDR-024313-2023) and Detached Garage (BLDR-024314-2023) | New Construction | 2023-02-14 |  | 747078.9 |  | Old Encinitas | 2025-04-14 | 2024-10-15 | 0 | Esteban Cisneros
BLDR-024313-2023 | 382 La Veta Ave Encinitas, CA 92024 | Building (Residential) | Issued | 2024-01-18 | 2380 | Multiple Permits: New Construction - Primary Dwelling Unit (BLDR-024306-2023), ADU (BLDR-024313-2023) and Garage (BLDR-024314-2023) | Accessory Dwelling Unit | 2023-02-14 |  | 42281 |  | Old Encinitas | 2025-04-14 | 2024-10-15 | 0 | Esteban Cisneros
BLDR-020649-2022 | 1180 Molara Ln Encinitas, CA 92024 | Building (Residential) | Issued | 2024-01-19 | 1626 | Phase 003: Cottage/Carriage: Model Plan 5B - Cottage | New Construction | 2022-05-20 |  | 950000 | Fox Point Farms - Parent Project | Leucadia | 2025-04-21 | 2024-10-23 | 0 | Esteban Cisneros
BLDR-020657-2022 | 1216 Molara Ln Encinitas, CA 92024 | Building (Residential) | Finaled | 2024-01-19 | 709 | Phase 003: Cottage/Carriage: Model Plan 4AR - Carriage | New Construction | 2022-05-20 | 2024-10-31 | 500000 | Fox Point Farms - Parent Project | Leucadia | 2025-04-29 | 2024-10-31 | 0 | Esteban Cisneros
BLDR-020650-2022 | 1186 Molara Ln Encinitas, CA 92024 | Building (Residential) | Issued | 2024-01-19 | 709 | Phase 003: Cottage/Carriage: Model Plan 4B - Carriage | New Construction | 2022-05-20 |  | 500000 | Fox Point Farms - Parent Project | Leucadia | 2025-04-21 | 2024-10-23 | 0 | Esteban Cisneros
BLDR-020652-2022 | 1190 Molara Ln Encinitas, CA 92024 | Building (Residential) | Issued | 2024-01-19 | 1626 | Phase 003: Cottage/Carriage: Model Plan 5CR - Cottage | New Construction | 2022-05-20 |  | 950000 | Fox Point Farms - Parent Project | Leucadia | 2025-04-21 | 2024-10-23 | 0 | Esteban Cisneros
BLDR-020653-2022 | 1196 Molara Ln Encinitas, CA 92024 | Building (Residential) | Issued | 2024-01-19 | 709 | Phase 003: Cottage/Carriage: Model Plan 4CR - Carriage | New Construction | 2022-05-20 |  | 500000 | Fox Point Farms - Parent Project | Leucadia | 2025-04-21 | 2024-10-23 | 0 | Esteban Cisneros
BLDR-020655-2022 | 1206 Molara Ln Encinitas, CA 92024 | Building (Residential) | Finaled | 2024-01-19 | 709 | Phase 003: Cottage/Carriage: Model Plan 4B - Carriage | New Construction | 2022-05-20 | 2024-12-02 | 500000 | Fox Point Farms - Parent Project | Leucadia | 2025-06-02 | 2024-12-02 | 0 | Esteban Cisneros
BLDR-020654-2022 | 1200 Molara Ln Encinitas, CA 92024 | Building (Residential) | Finaled | 2024-01-19 | 1626 | Phase 003: Cottage/Carriage: Model Plan 5B - Cottage | New Construction | 2022-05-20 | 2024-10-31 | 950000 | Fox Point Farms - Parent Project | Leucadia | 2025-04-29 | 2024-10-31 | 0 | Esteban Cisneros
BLDR-020656-2022 | 1210 Molara Ln Encinitas, CA 92024 | Building (Residential) | Finaled | 2024-01-19 | 1626 | Phase 003: Cottage/Carriage: Model Plan 5AR - Cottage | New Construction | 2022-05-20 | 2024-10-31 | 950000 | Fox Point Farms - Parent Project | Leucadia | 2025-04-29 | 2024-10-31 | 0 | Esteban Cisneros
MEPR-029240-2023 | 1645 Linda Sue Ln Encinitas, CA 92024 | MEP (Residential) | Finaled | 2024-01-22 | 0 | SOLAR - Â·(8.00) KW DC RATED PV ARRAYÂ·(1) 125A ENPHASE IQ COMBINER 4CÂ· (20) SILFAB SIL-400 HC+ MODULESÂ· (20) ENPHASE IQ8M-72-2-US MICRO-INVERTERSÂ· MAIN SERVICE PANEL UPGRADE WITH NEW 125A/100AÂ· BRNSURGE SURGE PROTECTOR TO BE INSTALLED | Energy Efficiency | 2023-12-18 | 2024-03-13 | 35900 |  | New Encinitas | 2024-09-09 | 2024-03-13 | 0 | Sandy Hjalmarson
MEPR-029592-2024 | 1230 Birmingham Dr Encinitas, CA 92024 | MEP (Residential) | Issued | 2024-01-22 | 0 | REPLACE FAU (40k BTU'S) - CLOSET | Alteration & Repair | 2024-01-17 |  | 6325.3 |  | Cardiff-By-The-Sea | 2025-01-21 |  | 0 | Esteban Cisneros
MEPR-029539-2024 | 380 La Veta Ave Encinitas, CA 92024 | MEP (Residential) | Expired | 2024-01-22 | 0 | Temporary power pole | Temporary Power Pole | 2024-01-12 |  | 0 |  | Old Encinitas | 2024-09-03 | 2024-03-07 | 0 | Nicole Spradlin
MEPR-029587-2024 | 2911 Wishbone Way Encinitas, CA 92024 | MEP (Residential) | Issued | 2024-01-22 | 0 | 27 KWH ESS | New Installation | 2024-01-17 |  | 17200 |  | Olivenhain | 2025-01-21 |  | 0 | Esteban Cisneros
MEPR-029591-2024 | 714 Cornish Dr Encinitas, CA 92024 | MEP (Residential) | Finaled | 2024-01-22 | 0 | REPLACE FAU (60k BTU'S) - CLOSET | Alteration & Repair | 2024-01-17 | 2024-06-28 | 6438.73 |  | Old Encinitas | 2025-01-02 | 2024-06-28 | 0 | Sandy Hjalmarson
MEPR-029545-2024 | 135 Requeza St Encinitas, CA 92024 | MEP (Residential) | Finaled | 2024-01-22 | 0 | RM SOLAR; 15 MODULES; 5.925 KW; EXISTING MSP 200A; SOLAREDGE BATTERY | Alteration & Repair | 2024-01-12 | 2024-01-24 | 23850 |  | Old Encinitas | 2024-07-22 | 2024-01-24 | 0 | Sandy Hjalmarson
MEPR-029553-2024 | 232 Hygeia Encinitas, CA 92024 | MEP (Residential) | Finaled | 2024-01-22 | 0 | doing a main panel upgrade to 200A/200A | Alteration & Repair | 2024-01-13 | 2024-03-13 | 21638.38 |  | Inside City | 2024-09-09 | 2024-03-12 | 0 | Sandy Hjalmarson
BLDR-028544-2023 | 737 Edelweiss Ln Encinitas, CA 92024 | Building (Residential) | Issued | 2024-01-22 | 518 | NEW POOL & SPA | Pool | 2023-10-27 |  | 36000 |  | Olivenhain | 2025-04-16 | 2024-10-18 | 0 | Esteban Cisneros
BLDR-027074-2023 | 340 Seeman Dr Encinitas, CA 92024 | Building (Residential) | Finaled | 2024-01-22 | 3716 | completion interior remodel of existing SDU including conversion of porch, addition of new porch, expanded deck, new exterior and interior stairs, new doors windows and roof | Addition | 2023-07-17 | 2024-12-09 | 560000 |  | Old Encinitas | 2025-06-09 | 2024-12-09 | 0 | Esteban Cisneros
MEPR-029568-2024 | 275 Santa Fe Dr Encinitas, CA 92024 | MEP (Residential) | Finaled | 2024-01-22 | 0 | INSTALL CLEANOUTS IN YARD (SUBJECT TO FIELD VERIFICATION) | Alteration & Repair | 2024-01-16 | 2024-01-25 | 4887 |  | Cardiff-By-The-Sea | 2024-07-23 | 2024-01-25 | 0 | Sandy Hjalmarson
BLDC-028386-2023 | 90 N Coast Highway 101 Unit: 207 Encinitas, CA 92024 | Building (Non-Residential) | Expired | 2024-01-22 | 783 | NEW OFFICE SUITE TENANT IMPROVEMENT IN EXISTING 783 S.F. VACANT SPACE NEW NON-STRUCTURAL WALLS. NEW MECHANICAL. NEW PLUMBING. NEW ELECTRICAL. THERE IS NO CHANGE IN USE. THERE IS NO ADDITIONAL SQUARE FOOTAGE | Tenant Improvement | 2023-10-16 |  | 85000 |  | Old Encinitas | 2024-09-04 | 2024-03-08 | 0 | Nicole Spradlin
BLDR-025818-2023 | 1201 N Vulcan Ave Encinitas, CA 92024 | Building (Residential) | Issued | 2024-01-23 | 1199 | Remodel of apartment building. Renovation to doors, windows, kitchens at interiors. Exterior improvements: plaster, siding, rails, finishes and materials. Decks and patios. * Please see Remodel Scope Letter from Starck AIA uploaded in Attachments section. | Alteration & Repair | 2023-05-03 |  | 875000 |  | Inside City | 2025-02-24 | 2024-08-27 | 0 | Esteban Cisneros
MEPR-029641-2024 | 1501 Linda Sue Ln Encinitas, CA 92024 | MEP (Residential) | Finaled | 2024-01-23 | 0 | Roof Mount Pv Install 5.2 KW 13 Modules / Inverters | Energy Efficiency | 2024-01-19 | 2024-02-15 | 13000 |  | New Encinitas | 2024-08-13 | 2024-02-15 | 0 | Sandy Hjalmarson
MEPR-029637-2024 | 2104 Willowspring Pl Encinitas, CA 92024 | MEP (Residential) | Issued | 2024-01-23 | 0 | Change out of 90k furnace in closet in same location. No ductwork. | Alteration & Repair | 2024-01-19 |  | 0 |  | New Encinitas | 2025-01-22 |  | 0 | Esteban Cisneros
MEPR-029661-2024 | 1047 Hymettus Ave Encinitas, CA 92024 | MEP (Residential) | Finaled | 2024-01-23 | 0 | REPLACE FAU (60k BTU'S) - CLOSET | Alteration & Repair | 2024-01-22 | 2024-02-07 | 8781 |  | Leucadia | 2024-08-05 | 2024-02-07 | 0 | Sandy Hjalmarson
MEPR-029628-2024 | 185 Village Run E Encinitas, CA 92024 | MEP (Residential) | Issued | 2024-01-23 | 0 | replace furnace | Alteration & Repair | 2024-01-19 |  | 0 |  | New Encinitas | 2025-01-22 |  | 0 | Esteban Cisneros
MEPR-029626-2024 | 344 Sprucewood Dr Encinitas, CA 92024 | MEP (Residential) | Expired | 2024-01-23 | 0 | Remove Shower, Install new shower & valve. 15 SQ FT THIS PERMIT IS FOR PLUMBING ONLY. NO DRYWALL IS ALLOWED ON MEP TRADE PERMITS. IF ANY DRYWALL IS BEING DONE, YOU NEED TO PULL A BLDR-ALTERATION AND REPAIR PERMIT. INSPECTOR, PLEASE VERIFY IN THE FIELD THAT NO OTHER WORK IS BEING DONE THAT MAY REQUIRE ADDITIONAL PERMITS. | Alteration & Repair | 2024-01-19 |  | 18683 |  | New Encinitas | 2024-08-26 | 2024-02-26 | 0 | Nicole Spradlin
MEPR-029673-2024 | 157 Raintree Dr Encinitas, CA 92024 | MEP (Residential) | Expired | 2024-01-23 | 0 | Replace Water Heater | Water Heater | 2024-01-23 |  | 0 |  | Leucadia | 2024-08-12 | 2024-02-14 | 0 | Nicole Spradlin
MEPR-029622-2024 | 814 Capri Rd Encinitas, CA 92024 | MEP (Residential) | Expired | 2024-01-23 | 0 | pv solar roof mount | Energy Efficiency | 2024-01-18 |  | 0 |  | Leucadia | 2024-09-03 | 2024-03-04 | 0 | Nicole Spradlin
MEPR-029594-2024 | 1754 Crest Dr Encinitas, CA 92024 | MEP (Residential) | Issued | 2024-01-23 | 0 | INSTALL 4-ton A/C LEFT SIDE YARD , COIL, REPLACE FAU (92k BTUs) - ATTIC, W/DUCT (14) | New Installation | 2024-01-17 |  | 25271.6 |  | Cardiff-By-The-Sea | 2025-01-22 |  | 0 | Esteban Cisneros
MEPR-029555-2024 | 1310 Saxony Rd Encinitas, CA 92024 | MEP (Residential) | Issued | 2024-01-23 | 0 | EV Level 2 charger installed within 5-15 ft from panel | Energy Efficiency | 2024-01-14 |  | 0 |  | Leucadia | 2025-01-22 |  | 0 | Esteban Cisneros
MEPR-029672-2024 | 551 Hygeia Ave Unit: A Encinitas, CA 92024 | MEP (Residential) | Finaled | 2024-01-23 | 0 | Emergency gas line repair | Alteration & Repair | 2024-01-23 | 2024-01-23 | 0 |  | Leucadia | 2024-07-22 | 2024-01-23 | 0 | Sandy Hjalmarson
MEPC-029554-2024 | 107 Third St Encinitas, CA 92024 | MEP (Non-Residential) | Expired | 2024-01-24 | 0 | SDGE requested us to get City inspection for temp pole and temp electrical panel. Electrical service was discontinued by SDGE due to fire hazard in the main house. Temp panel installed at storage unit. | Temporary Power Pole | 2024-01-14 |  | 1000 |  | Old Encinitas | 2024-08-05 | 2024-02-06 | 0 | Nicole Spradlin
MEPR-029682-2024 | 1032 Cottage Way Encinitas, CA 92024 | MEP (Residential) | Expired | 2024-01-24 | 0 | REPLACE 40-gallon WATER HEATER - GARAGE | Water Heater | 2024-01-23 |  | 3870 |  | New Encinitas | 2024-08-12 | 2024-02-14 | 0 | Nicole Spradlin
MEPC-029341-2024 | 925 Balour Dr Encinitas, CA 92024 | MEP (Non-Residential) | Expired | 2024-01-24 | 0 | ROOF MOUNTED PV SOLAR Â· (98) HANWHA Q.PEAK QCELL ML-G10.a+ 400W MODULES (CLASS A) Â· (49) SOLAREDGE P960 OPTIMIZERS Â· (2) SOLAREDGE 17.3KW INVERTER (208V) Â· (1) 200A 3PH 208V PV COMBINER Â· (1) 125A 3PH 4W 600V PV AC DISCONNECT Â· 39.20 kWDC / 35.50 kW CEC-AC SYSTEM SIZE | Energy Efficiency | 2024-01-02 |  | 136937 |  | Old Encinitas | 2024-09-03 | 2024-03-05 | 0 | Nicole Spradlin
MEPR-029338-2024 | 1019 Emma Dr Cardiff-by-the-Sea, CA 92007 | MEP (Residential) | Issued | 2024-01-24 | 0 | SFR PV SOLAR, GROUND MOUNTED, BATTERY, 3.70 kW | Energy Efficiency | 2024-01-02 |  | 32000 |  | Cardiff-By-The-Sea | 2025-01-23 |  | 0 | Esteban Cisneros
MEPR-029684-2024 | 3205 Rim Rock Cir Encinitas, CA 92024 | MEP (Residential) | Issued | 2024-01-24 | 0 | replace 2 furnaces | Alteration & Repair | 2024-01-23 |  | 0 |  | Olivenhain | 2025-02-24 | 2024-08-27 | 0 | Esteban Cisneros
MEPR-029655-2024 | 1927 Hummock Ln Encinitas, CA 92024 | MEP (Residential) | Issued | 2024-01-24 | 0 | Change out of 80k furnace in garage in same location. No ductwork. | Alteration & Repair | 2024-01-22 |  | 0 |  | New Encinitas | 2025-01-23 |  | 0 | Esteban Cisneros
MEPR-029640-2024 | 441 Neptune Ave Encinitas, CA 92024 | MEP (Residential) | Finaled | 2024-01-24 | 0 | REPLACE FAU (36k BTU'S) - ATTIC, W/DUCT (4) | Alteration & Repair | 2024-01-19 | 2024-06-27 | 15347 |  | Old Encinitas | 2025-01-02 | 2024-06-27 | 0 | Sandy Hjalmarson
MEPR-029647-2024 | 2240 El Camino Del Norte Encinitas, CA 92024 | MEP (Residential) | Expired | 2024-01-24 | 0 | PROPOSED ELECTRICAL RUNS 1. RUN FROM METER TO COVER SWTCH 2. RUN FROM EXISTING EQUIPMENT TO AUTO COVER | New Installation | 2024-01-21 |  | 1500 |  | Olivenhain | 2024-09-24 | 2024-03-28 | 0 | Esteban Cisneros
MEPR-029696-2024 | 1238 Eolus Ave Encinitas, CA 92024 | MEP (Residential) | Issued | 2024-01-24 | 0 | 50 gal Water Heater changeout in garage like for like | Water Heater | 2024-01-24 |  | 10800.94 |  | Leucadia | 2025-01-23 |  | 0 | Esteban Cisneros
MEPR-029650-2024 | 1330 Blue Heron Ave Encinitas, CA 92024 | MEP (Residential) | Issued | 2024-01-24 | 0 | Replace Heat Pump & Furnace | Alteration & Repair | 2024-01-22 |  | 15971 |  | Leucadia | 2025-01-23 |  | 0 | Esteban Cisneros
MEPR-029638-2024 | 346 Vista Del Rey Dr Encinitas, CA 92024 | MEP (Residential) | Expired | 2024-01-24 | 0 | Install AC, and electrical | Alteration & Repair | 2024-01-19 |  | 5000 |  | Old Encinitas | 2024-07-30 | 2024-02-01 | 0 | Nicole Spradlin
MEPR-029660-2024 | 1219 Neptune Ave Encinitas, CA 92024 | MEP (Residential) | Finaled | 2024-01-24 | 0 | REPLACE FURNACE LOCATED IN A CLOSET 40,000 BTU 80%AFUE | Alteration & Repair | 2024-01-22 | 2024-03-13 | 4000 |  | Leucadia | 2024-09-09 | 2024-03-13 | 0 | Sandy Hjalmarson
MEPR-029653-2024 | 1002 Guildford Ct Encinitas, CA 92024 | MEP (Residential) | Expired | 2024-01-24 | 0 | Installation of 5.20 kW Residential Roof Mounted Solar PV system more specifically described as follows: - PV Module type: (13) Panasonic 400W All Black - Inverter type: (13) Enphase IQ8Plus with Enphase Production Monitoring System | Energy Efficiency | 2024-01-22 |  | 25000 |  | Leucadia | 2024-10-23 | 2024-04-26 | 0 | Esteban Cisneros
BLDR-022719-2022 | 343 La Mesa Ave Encinitas, CA 92024 | Building (Residential) | Issued | 2024-01-24 | 260 | Proposed 260 SF detached single story ADU to an existing SFR (subject to addition and remodel under separate permit) | Accessory Dwelling Unit | 2022-10-26 |  | 80000 |  | Old Encinitas | 2025-06-02 | 2024-12-03 | 0 | Esteban Cisneros
BLDR-022712-2022 | 341 La Mesa Ave Encinitas, CA 92024 | Building (Residential) | Issued | 2024-01-24 | 1130 | 2nd story addition to an existing 1,340 SF SFR. Demolition of non-permitted additions and detached 1-car garage. A proposed detached 260 SF ADU will be under separate permit | Addition | 2022-10-26 |  | 718000 |  | Old Encinitas | 2025-07-01 | 2025-01-02 | 0 | Esteban Cisneros
MEPR-029703-2024 | 2121 Park Dale Ln Encinitas, CA 92024 | MEP (Residential) | Finaled | 2024-01-25 | 0 | Replace furnace, 70K Btu | Alteration & Repair | 2024-01-24 | 2024-02-22 | 4500 |  | New Encinitas | 2024-08-20 | 2024-02-22 | 0 | Sandy Hjalmarson
MEPR-029711-2024 | 3470 Fortuna Ranch Rd Encinitas, CA 92024 | MEP (Residential) | Finaled | 2024-01-25 | 0 | Replace Water Heater | Water Heater | 2024-01-25 | 2024-02-12 | 0 |  | Olivenhain | 2024-08-12 | 2024-02-12 | 0 | Sandy Hjalmarson
BLDR-029531-2024 | 109 Triton Cir Encinitas, CA 92024 | Building (Residential) | Finaled | 2024-01-25 | 1712 | Re-Roof | Alteration & Repair | 2024-01-12 | 2024-02-27 | 10000 |  | Old Encinitas | 2024-08-26 | 2024-02-28 | 0 | Sandy Hjalmarson
MEPR-029664-2024 | 391 Neptune Ave Encinitas, CA 92024 | MEP (Residential) | Finaled | 2024-01-25 | 0 | 100 amp temp service | Temporary Power Pole | 2024-01-22 | 2024-02-22 | 0 |  | Old Encinitas | 2024-08-20 | 2024-02-22 | 0 | Sandy Hjalmarson
MEPR-029544-2024 | 1919 Skyknoll Way Encinitas, CA 92024 | MEP (Residential) | Issued | 2024-01-25 | 0 | Remove Belly at property drop in front of driveway. | Alteration & Repair | 2024-01-12 |  | 4874 |  | Inside City | 2025-01-24 |  | 0 | Esteban Cisneros
MEPR-029354-2024 | 2115 Park Dale Ln Encinitas, CA 92024 | MEP (Residential) | Finaled | 2024-01-25 | 0 | Change out 60k btu garage air handler, add NEW 5 ton side yard heat pump and 1 disconnect. | Alteration & Repair | 2024-01-03 | 2024-03-05 | 24546 |  | Inside City | 2024-09-03 | 2024-03-05 | 0 | Sandy Hjalmarson
BLDR-028857-2023 | 1831 Milbank Rd Encinitas, CA 92024 | Building (Residential) | Finaled | 2024-01-25 | 0 | addition to a closet to an existing room | Alteration & Repair | 2023-11-17 | 2024-07-17 | 6000 |  | Leucadia | 2025-01-13 | 2024-07-17 | 0 | Sandy Hjalmarson
BLDR-022100-2022 | 527 Liverpool Dr Cardiff-by-the-Sea, CA 92007 | Building (Residential) | Finaled | 2024-01-25 | 237 | Existing roof deck extension | Alteration & Repair | 2022-09-09 | 2024-06-04 | 40000 |  | Cardiff-By-The-Sea | 2024-12-02 | 2024-06-03 | 0 | Sandy Hjalmarson
MEPR-029700-2024 | 953 Doris Dr Encinitas, CA 92024 | MEP (Residential) | Finaled | 2024-01-25 | 0 | REPLACE FAU (70k BTU'S) - CLOSET, REPLACE FAU (45k BTUs) - CLOSET | Alteration & Repair | 2024-01-24 | 2024-11-07 | 12300 |  | New Encinitas | 2025-05-06 | 2024-11-07 | 0 | Esteban Cisneros
MEPR-029702-2024 | 1539 Vanessa Cir Encinitas, CA 92024 | MEP (Residential) | Expired | 2024-01-25 | 0 | INSTALL TANKLESS WATER HEATER - GARAGE | Water Heater | 2024-01-24 |  | 14807.5 |  | New Encinitas | 2024-09-09 | 2024-03-11 | 0 | Esteban Cisneros
SIGN-029169-2023 | 90 N Coast Highway 101 Unit: 210 Encinitas, CA 92024 | Sign | Expired | 2024-01-25 | 14.81 | halo-lit illuminated building signage | Permanent | 2023-12-12 |  | 3483.7 |  | Old Encinitas | 2024-07-23 |  | 0 | Nicole Spradlin
MEPR-029605-2024 | 325 Via Montanosa Encinitas, CA 92024 | MEP (Residential) | Expired | 2024-01-26 | 0 | disconnect reconnect | Alteration & Repair | 2024-01-18 |  | 7000 |  | New Encinitas | 2024-08-12 | 2024-02-14 | 0 | Nicole Spradlin
MEPR-029584-2024 | 2911 Wishbone Way Encinitas, CA 92024 | MEP (Residential) | Expired | 2024-01-26 | 0 | 21.465 KW Solar Roof Mount, 53 Modules | Energy Efficiency | 2024-01-17 |  | 59602 |  | Olivenhain | 2024-08-07 | 2024-02-09 | 0 | Nicole Spradlin
BLDR-028809-2023 | 720 Arden Dr Encinitas, CA 92024 | Building (Residential) | Finaled | 2024-01-26 | 145 | Two bathroom remodels: New bigger window within existing window opening in one bathroom. Two new windows, tub and walk in shower in the other bathroom. Enlarge existing exterior bathroom door. Rough plumbing and electrical. | Alteration & Repair | 2023-11-14 | 2024-05-30 | 18380 |  | Old Encinitas | 2024-11-26 | 2024-05-30 | 0 | Sandy Hjalmarson
MEPR-029724-2024 | 1902 Springdale Ln Encinitas, CA 92024 | MEP (Residential) | Finaled | 2024-01-26 | 0 | Gas line repair | Alteration & Repair | 2024-01-25 | 2024-01-29 | 0 |  | New Encinitas | 2025-01-26 | 2024-01-26 | 0 | Sandy Hjalmarson
BLDR-029119-2023 | 2458 Caminito Ocean Cove Cardiff-by-the-Sea, CA 92007 | Building (Residential) | Finaled | 2024-01-29 | 35 | **NO PLAN PERMIT- SUBJECT TO FIELD VERIFICATION**I did not know I needed a permit for the following work until I received a new matrix from the HOA. The work was completed by Sullivan Pacific license #1029286. 1. Installed two 4" LED can housing lights and trim in the upstairs bathroom. 2. Replaced existing bathroom fans (2) with quieter more efficient fans. Used existing duct work and switching. 3. Raised shower head and installed a handheld. 4. Replaced bathtub valve trim. 5. Upgraded existing washer/dryer plumbing. This work was done unexpectantly during the other work. We thought there might be a leak. Consolidated existing washer/dryer plumbing into a singular washer box. Pex A was used for tie in. | Alteration & Repair | 2023-12-07 | 2024-02-05 | 2800 |  | Cardiff-By-The-Sea | 2024-08-05 | 2024-02-05 | 0 | Sandy Hjalmarson
MEPR-029599-2024 | 2222 Silver Peak Pl Encinitas, CA 92024 | MEP (Residential) | Finaled | 2024-01-29 | 0 | battery | Alteration & Repair | 2024-01-17 | 2024-02-01 | 0 |  | New Encinitas | 2024-07-29 | 2024-02-01 | 0 | Sandy Hjalmarson
MEPR-029675-2024 | 2908 Lone Jack Rd Encinitas, CA 92024 | MEP (Residential) | Expired | 2024-01-29 | 0 | NEW 7.2DC kW(6.52AC kW) ROOF MOUNTED PHOTOVOLTAIC SYSTEM W/ 18 MODS, 18 MICRO INV; SERVICE UPRAGE TO 200A MPU.(UNDER SEPARATE PERMIT) | Energy Efficiency | 2024-01-23 |  | 0 |  | Olivenhain | 2024-09-25 | 2024-03-29 | 0 | Esteban Cisneros
MEPR-029689-2024 | 1210 Swallowtail Ct Encinitas, CA 92024 | MEP (Residential) | Finaled | 2024-01-29 | 0 | â€¢ ENERGY STORAGE SYSTEM: (1) TESLA: POWERWALL, 13.5KWh, 5KW INVERTER OUTPUT, LITHIUM-ION BATTERY(WEIGHT: 251.3LB EACH) â€¢ BACKUP GATEWAY: (1) 200A TESLA POWERWALL CONTROL PANEL | Alteration & Repair | 2024-01-23 | 2024-02-15 | 9000 |  | Leucadia | 2024-08-13 | 2024-02-15 | 0 | Sandy Hjalmarson
MEPC-028099-2023 | 1046 N El Camino Real Encinitas, CA 92024 | MEP (Non-Residential) | Issued | 2024-01-29 | 0 | INSTALL (20) STALL ELECTRIC VEHICLE CHARGING STATION AND INFASTRUCTURE | Energy Efficiency | 2023-09-26 |  | 150000 |  | New Encinitas | 2025-01-28 |  | 0 | Esteban Cisneros
MEPR-029676-2024 | 2908 Lone Jack Rd Encinitas, CA 92024 | MEP (Residential) | Expired | 2024-01-29 | 0 | 200/200A MPU FOR MEPR-029675-2024 | New Installation | 2024-01-23 |  | 0 |  | Olivenhain | 2024-09-25 | 2024-03-29 | 0 | Esteban Cisneros
MEPR-029706-2024 | 922 Arden Dr Encinitas, CA 92024 | MEP (Residential) | Expired | 2024-01-29 | 0 | Electrical service change | Alteration & Repair | 2024-01-24 |  | 0 |  | Old Encinitas | 2024-09-03 | 2024-03-07 | 0 | Nicole Spradlin
MEPR-029726-2024 | 276 Fraxinella St Encinitas, CA 92024 | MEP (Residential) | Finaled | 2024-01-29 | 0 | Residential roof mount solar PV 4.62KW 12 modules 1 inverter 1 battery (separate permit required) | Energy Efficiency | 2024-01-25 | 2024-05-20 | 12000 |  | Old Encinitas | 2024-11-18 | 2024-05-20 | 0 | Sandy Hjalmarson
MEPR-029764-2024 | 721 La Quebrada Encinitas, CA 92024 | MEP (Residential) | Finaled | 2024-01-29 | 0 | Emergency Gas Line Repair (SDGE Lockout) | Alteration & Repair | 2024-01-29 | 2024-01-30 | 0 |  | Olivenhain | 2024-07-29 | 2024-01-30 | 0 | Sandy Hjalmarson
MEPR-029678-2024 | 383 Trailview Rd Encinitas, CA 92024 | MEP (Residential) | Expired | 2024-01-29 | 0 | MAIN PANEL UPGRADE | Alteration & Repair | 2024-01-23 |  | 0 |  | New Encinitas | 2024-09-23 | 2024-03-26 | 0 | Esteban Cisneros
BLDR-029411-2024 | 2328 Cambridge Ave Cardiff-by-the-Sea, CA 92007 | Building (Residential) | Finaled | 2024-01-29 | 80 | Stay in kind kitchen and laundry room remodel: Remove replace cabinets and countertop, sink and faucet in same location. Reconnect plumbing replace valve and upgrade outlets to GFCI as needed. | Alteration & Repair | 2024-01-05 | 2024-03-14 | 2800 |  | Cardiff-By-The-Sea | 2024-09-10 | 2024-03-14 | 0 | Sandy Hjalmarson
MEPR-029666-2024 | 323 W I St Encinitas, CA 92024 | MEP (Residential) | Expired | 2024-01-29 | 0 | 50 Amp EV Charger | Energy Efficiency | 2024-01-22 |  | 0 |  | Old Encinitas | 2024-08-12 | 2024-02-14 | 0 | Nicole Spradlin
BLDR-023160-2022 | 1825 Wilstone Ave Encinitas, CA 92024 | Building (Residential) | Issued | 2024-01-29 | 3739 | DEMOLITION OF EXISTING STRUCTURES INCLUDING 616 sf SINGLE FAMILY RESIDENCE, 200 sf YURT, 70 sf SHED, 188 sf SHED. CONSTRUCTION OF A NEW SINGLE FAMILY RESIDENCE, ATTACHED GARAGE, AND ATTACHED ACCESSORY DWELLING UNIT. 2.7kW SOLAR PV BY DEFERRED SUBMITTAL. REMOVAL OF EXISTING GAS METER. BUILDING WILL BE ALL ELECTRIC. | New Construction | 2022-12-01 |  | 652952 |  | Leucadia | 2025-04-08 | 2024-10-28 | 0 | Esteban Cisneros
BLDR-023584-2022 | 2262 Cambridge Ave Cardiff-by-the-Sea, CA 92007 | Building (Residential) | Issued | 2024-01-29 | 275 | Multiple Permits - Duplex - (BLDR-023471-2022) -Construction of a new duplex on undeveloped lots -Each unit to be 1,226 SF -Each unit to have an attached 275 SF ADU -Each unit to have a basement and garage -Associated Landscape and improvements | New Construction | 2022-12-19 |  | 674700 | Cambridge Twinhomes | Cardiff-By-The-Sea | 2025-05-12 | 2024-11-12 | 0 | Esteban Cisneros
BLDR-023588-2022 | 2264 Cambridge Ave Cardiff-by-the-Sea, CA 92007 | Building (Residential) | Issued | 2024-01-29 | 275 | MULTIPLE PERMITS: NEW CONSTRUCTION DUPLEX (BLDR-023471-2022 AT 2258 CAMMBRIDGE & BLDR-023584-2022 AT 2262 CAMBRIDGE) & NEW ADU'S (BLDR-023587-2022 AT 2260 CAMBRIDGE & BLDR-023588-2022 AT 2264 CAMBRIDGE) | Accessory Dwelling Unit | 2022-12-21 |  | 25300 |  | Cardiff-By-The-Sea | 2025-06-04 | 2024-12-06 | 0 | Esteban Cisneros
BLDR-023587-2022 | 2260 Cambridge Ave Cardiff-by-the-Sea, CA 92007 | Building (Residential) | Issued | 2024-01-29 | 275 | MULTIPLE PERMITS: NEW CONSTRUCTION DUPLEX (BLDR-023471-2022 AT 2258 CAMMBRIDGE & BLDR-023584-2022 AT 2262 CAMBRIDGE) & NEW ADU'S (BLDR-023587-2022 AT 2260 CAMBRIDGE & BLDR-023588-2022 AT 2264 CAMBRIDGE) | Accessory Dwelling Unit | 2022-12-21 |  | 25300 |  | Cardiff-By-The-Sea | 2025-06-16 | 2024-12-18 | 0 | Esteban Cisneros
BLDR-023471-2022 | 2258 Cambridge Ave Cardiff-by-the-Sea, CA 92007 | Building (Residential) | Issued | 2024-01-29 | 1226 | Multiple Permits - Duplex - (BLDR-023584-2022) -Construction of a new duplex on undeveloped lots -Each unit to be 1,226 SF -Each unit to have an attached 275 SF ADU -Each unit to have a basement and garage -Associated Landscape and improvements | New Construction | 2022-12-19 |  | 674700 | Cambridge Twinhomes | Cardiff-By-The-Sea | 2025-06-16 | 2024-12-18 | 0 | Esteban Cisneros
BLDR-023161-2022 | 1827 Wilstone Ave Encinitas, CA 92024 | Building (Residential) | Issued | 2024-01-29 | 3739 | DEMOLITION OF EXISTING STRUCTURES INCLUDING 616 sf SINGLE FAMILY RESIDENCE, 200 sf YURT, 70 sf SHED, 188 sf SHED. CONSTRUCTION OF A NEW SINGLE FAMILY RESIDENCE, ATTACHED GARAGE, AND ATTACHED ACCESSORY DWELLING UNIT. 2.7kW SOLAR PV BY DEFERRED SUBMITTAL. REMOVAL OF EXISTING GAS METER. BUILDING WILL BE ALL ELECTRIC. | Accessory Dwelling Unit | 2022-12-01 |  | 59248 |  | Leucadia | 2025-04-14 | 2024-10-16 | 0 | Esteban Cisneros
BLDR-027520-2023 | 100 Melrose Ave Encinitas, CA 92024 | Building (Residential) | Finaled | 2024-01-30 | 0 | Convert pantry to bedroom by adding closet. Egress window added with previous permit #1601645. Convert mudroom to a bedroom by adding a built in closet. | Alteration & Repair | 2023-08-17 | 2024-04-19 | 5000 |  | Old Encinitas | 2024-10-16 | 2024-04-19 | 0 | Sandy Hjalmarson
MEPR-029475-2024 | 2001 Wandering Rd Encinitas, CA 92024 | MEP (Residential) | Finaled | 2024-01-30 | 0 | Roof Mounted grid tied PV solar system, Battery (SEPARATE PERMIT REQUIRED) | Energy Efficiency | 2024-01-10 | 2024-07-22 | 24969 |  | New Encinitas | 2025-01-21 | 2024-07-22 | 0 | Sandy Hjalmarson
SIGN-029224-2023 | Intersection: Coast Hwy 101 and Chesterfield Dr Cardiff, CA 92007 | Sign | Expired | 2024-01-30 | 18 | Health & Wellness Expo | Temporary | 2023-12-15 |  | 100 |  | Old Encinitas | 2024-02-10 |  | 0 | Maile Luther
MEPR-029709-2024 | 715 Cypress Hills Dr Encinitas, CA 92024 | MEP (Residential) | Finaled | 2024-01-30 | 0 | REPLACE 3-ton A/C - LEFT SIDE YARD, REPLACE FAU (70k BTUs) - ATTIC | Alteration & Repair | 2024-01-25 | 2024-02-13 | 15000 |  | Leucadia | 2024-08-12 | 2024-02-13 | 0 | Sandy Hjalmarson
BLDR-029707-2024 | 244 Hillcrest Dr Encinitas, CA 92024 | Building (Residential) | Finaled | 2024-01-30 | 1000 | Re-roof a flat roof that currently has three ply built up roofing, tear off, repair damaged wood, install two ply modified bitumen roofing product. This roof will also have solar installed in the near future | ReRoof | 2024-01-24 | 2024-08-20 | 9000 |  | Leucadia | 2025-02-18 | 2024-08-19 | 0 | Nicole Spradlin
BLDR-028281-2023 | 136 E Jason St Encinitas, CA 92024 | Building (Residential) | Finaled | 2024-01-30 | 1585 | Addition of new insulation, drywall and re run of gas line to remove it from concrete slab. | Alteration & Repair | 2023-10-06 | 2024-08-16 | 35000 |  | Leucadia | 2025-02-11 | 2024-08-15 | 0 | Nicole Spradlin
MEPR-029606-2024 | 1815 Lahoud Dr Cardiff-by-the-Sea, CA 92007 | MEP (Residential) | Finaled | 2024-01-30 | 0 | EV Charger | Energy Efficiency | 2024-01-18 | 2024-02-06 | 700 |  | Cardiff-By-The-Sea | 2024-08-05 | 2024-02-05 | 0 | Sandy Hjalmarson
SIGN-029066-2023 | 214 N El Camino Real Unit: A Encinitas, CA 92024 | Sign | Expired | 2024-01-30 | 45 | front illuminated channel letter sign | Permanent | 2023-12-05 |  | 4000 |  | Inside City | 2024-07-28 |  | 0 | Nicole Spradlin
BLDR-021745-2022 | 1201 N Vulcan Ave Encinitas, CA 92024 | Building (Residential) | Issued | 2024-01-30 | 1199 | Multiple Permits: New, detached ADU. One of Two proposed. This is North ADU South ADU, BLDR-021746-2022 | Accessory Dwelling Unit | 2022-08-11 |  | 200000 |  | Leucadia | 2025-05-05 | 2024-11-05 | 0 | Esteban Cisneros
BLDR-021746-2022 | 1201 N Vulcan Ave Encinitas, CA 92024 | Building (Residential) | Issued | 2024-01-30 | 1199 | Multiple Permits: New, detached ADU. New detached ADU. 1 of 2 proposed. This is for the South ADU. North ADU, BLDR-021745-2022 | Accessory Dwelling Unit | 2022-08-11 |  | 200000 |  | Leucadia | 2025-04-21 | 2024-10-23 | 0 | Esteban Cisneros
MEPR-029662-2024 | 1072 Crest Dr Encinitas, CA 92024 | MEP (Residential) | Finaled | 2024-01-30 | 0 | REPLACE 50-gallon WATER HEATER - GARAGE | Water Heater | 2024-01-22 | 2024-03-21 | 2505 |  | Old Encinitas | 2024-09-17 | 2024-03-21 | 0 | Sandy Hjalmarson
MEPR-029778-2024 | 1761 Eucalyptus Ave Encinitas, CA 92024 | MEP (Residential) | Finaled | 2024-01-31 | 0 | 11 modules - 1 SPU - 2 NEMA 1450 roof top solar permit only | Energy Efficiency | 2024-01-30 | 2024-07-05 | 70950 |  | Leucadia | 2025-01-02 | 2024-07-03 | 0 | Sandy Hjalmarson
MEPR-029455-2024 | 918 Woodlake Dr Cardiff-by-the-Sea, CA 92007 | MEP (Residential) | Finaled | 2024-01-31 | 0 | battery | Alteration & Repair | 2024-01-09 | 2024-02-01 | 0 |  | Cardiff-By-The-Sea | 2024-07-30 | 2024-02-01 | 0 | Sandy Hjalmarson
MEPR-029743-2024 | 269 Village Run W Encinitas, CA 92024 | MEP (Residential) | Finaled | 2024-01-31 | 0 | Upgrading existing panel | Service Change | 2024-01-26 | 2024-02-13 | 0 |  | New Encinitas | 2024-08-12 | 2024-02-13 | 0 | Sandy Hjalmarson
MEPR-029777-2024 | 1508 Lower Lake Ct Cardiff-by-the-Sea, CA 92007 | MEP (Residential) | Issued | 2024-01-31 | 0 | INSTALL NEW AC | New Installation | 2024-01-30 |  | 0 |  | Cardiff-By-The-Sea | 2025-01-30 |  | 0 | Esteban Cisneros
SIGN-028489-2023 | 687 S Coast Highway 101 Encinitas, CA 92024 | Sign | Finaled | 2024-01-31 | 44.9 | (1) Set Face-Lit Channel Letters | Permanent | 2023-10-24 | 2024-04-23 | 5000 |  | Inside City | 2024-07-29 | 2024-04-23 | 0 | Nicole Spradlin
MEPR-029742-2024 | 2051 Mackinnon Ave Cardiff By The Sea, CA 92007 | MEP (Residential) | Issued | 2024-01-31 | 0 | install temporary overhead power at 2051 MacKinnon Ave. to facilitate the construction of a single-family home | Temporary Power Pole | 2024-01-26 |  | 0 |  | Inside City | 2025-01-13 | 2024-07-17 | 0 | Esteban Cisneros
MEPR-029731-2024 | 1756 Aryana Dr Encinitas, CA 92024 | MEP (Residential) | Expired | 2024-01-31 | 0 | Installation of roof mounted PV solar system 6.15kW, 15 modules and microinverters. 1 ESS with the capacity of 13.5kWh. | Alteration & Repair | 2024-01-25 |  | 26000 |  | Leucadia | 2024-09-03 | 2024-03-07 | 0 | Nicole Spradlin
MEPR-029741-2024 | 319 Via Andalusia Encinitas, CA 92024 | MEP (Residential) | Finaled | 2024-01-31 | 0 | (1) 50 gal traditional water heater changeout in outside closet | Alteration & Repair | 2024-01-26 | 2024-02-15 | 9200 |  | New Encinitas | 2024-08-13 | 2024-02-15 | 0 | Sandy Hjalmarson
MEPR-029754-2024 | 276 Fraxinella St Encinitas, CA 92024 | MEP (Residential) | Issued | 2024-01-31 | 0 | ENERGY STORAGE SYSTEM: (1) LG CHEM: RESU 10H PRIME, 9.8KWh, 5KW | Alteration & Repair | 2024-01-29 |  | 9000 |  | Old Encinitas | 2025-01-30 |  | 0 | Esteban Cisneros
MEPR-029740-2024 | 141 Little Oaks Rd Encinitas, CA 92024 | MEP (Residential) | Expired | 2024-01-31 | 0 | 125a electrical panel upgrade with 40a EV circuit | New Installation | 2024-01-26 |  | 0 |  | New Encinitas | 2024-09-23 | 2024-03-25 | 0 | Esteban Cisneros
MEPR-029774-2024 | 746 Plato Pl Encinitas, CA 92024 | MEP (Residential) | Issued | 2024-01-31 | 0 | Residential Roof-Mounted Solar: 4.74kW/DC, 3.8kW/AC, 12 Mods, 12 Optimizers, 1 Inverter, No MPU, ENERGY STORAGE roof top solar permit only | Energy Efficiency | 2024-01-30 |  | 21480 |  | Leucadia | 2025-01-30 |  | 0 | Esteban Cisneros
MEPR-029737-2024 | 2387 Newport Ave Cardiff-by-the-Sea, CA 92007 | MEP (Residential) | Finaled | 2024-01-31 | 0 | INSTALL ONE TEMPORARY 100AMP 120/240V 4 CLIP 1 PHASE OVERHEAD METER WITH TWO GROUND RODS AND ONE 100AMP TAC-ON BELOW METER FOR USAGE. | Temporary Power Pole | 2024-01-26 | 2024-02-09 | 1600 |  | Cardiff-By-The-Sea | 2024-08-06 | 2024-02-08 | 0 | Sandy Hjalmarson
MEPR-029772-2024 | 956 Capri Rd Encinitas, CA 92024 | MEP (Residential) | Expired | 2024-01-31 | 0 | MPU 225A Main Panel/ 200A Main Breaker | Service Change | 2024-01-30 |  | 0 |  | Leucadia | 2024-09-16 | 2024-03-18 | 0 | Esteban Cisneros
MEPR-029770-2024 | 156 Athena St Encinitas, CA 92024 | MEP (Residential) | Expired | 2024-01-31 | 0 | Adding 4.38 KWDC to existing system Adding 12 Enphase IQ8+ Mirco Inverters THIS PERMIT IS FOR ROOF TOP SOLAR ONLY | Energy Efficiency | 2024-01-30 |  | 18758 |  | Inside City | 2024-10-01 | 2024-04-04 | 0 | Esteban Cisneros
MEPR-029773-2024 | 156 Athena St Encinitas, CA 92024 | MEP (Residential) | Finaled | 2024-01-31 | 0 | Battery Storage Encharge-10T-NA-10 KWH | Alteration & Repair | 2024-01-30 | 2024-04-04 | 16479 |  | Inside City | 2024-10-01 | 2024-04-04 | 0 | Sandy Hjalmarson
MEPR-029752-2024 | 670 Santa Fe Dr Encinitas, CA 92024 | MEP (Residential) | Expired | 2024-01-31 | 0 | Install new 200AMP dual meter panel at ADU, | Service Change | 2024-01-29 |  | 15000 |  | Old Encinitas | 2024-08-12 | 2024-02-12 | 0 | Nicole Spradlin
MEPR-029744-2024 | 2363 Newport Ave Cardiff-by-the-Sea, CA 92007 | MEP (Residential) | Expired | 2024-01-31 | 0 | Changeout 40-gallon traditional gas water heater. | Water Heater | 2024-01-26 |  | 3815 |  | Cardiff-By-The-Sea | 2024-09-30 | 2024-04-03 | 0 | Esteban Cisneros
MEPR-029787-2024 | 1756 Aryana Dr Encinitas, CA 92024 | MEP (Residential) | Issued | 2024-02-01 | 0 | Installation of roof mounted PV solar system 6.15kW, 15 modules and microinverters. 1 ESS with the capacity of 13.5kWh. (THIS PERMIT IS FOR ROOF TOP SOLAR ONY) | Energy Efficiency | 2024-01-31 |  | 26000 |  | Leucadia | 2025-01-31 |  | 0 | Esteban Cisneros
MEPR-029484-2024 | 1323 Eolus Ave Encinitas, CA 92024 | MEP (Residential) | Expired | 2024-02-01 | 0 | Roof-Top PV 6.08 kW, 15 Panels, 15 Micro Inverters | Energy Efficiency | 2024-01-10 |  | 22090 |  | Leucadia | 2024-09-23 | 2024-03-26 | 0 | Esteban Cisneros
MEPR-029806-2024 | 3560 Copper Crest Rd Encinitas, CA 92024 | MEP (Residential) | Finaled | 2024-02-01 | 0 | Solar permit for roof top solar only 15 solar modules , 1 Inverter , | Energy Efficiency | 2024-02-01 | 2024-04-11 | 37968 |  | Olivenhain | 2024-10-08 | 2024-04-11 | 0 | Sandy Hjalmarson
MEPR-029763-2024 | 1808 Avenida Josefa Encinitas, CA 92024 | MEP (Residential) | Finaled | 2024-02-01 | 0 | Replace 50 gallon gas water heater. | Water Heater | 2024-01-29 | 2024-02-06 | 2990 |  | Inside City | 2024-08-05 | 2024-02-05 | 0 | Sandy Hjalmarson
MEPR-029694-2024 | 598 Rockport Ct Encinitas, CA 92024 | MEP (Residential) | Issued | 2024-02-01 | 0 | Residential roof mount: 4.345kW/DC, 3.8kW/AC, 11 modules, 1inverter. 1 Energy Storage System. | Energy Efficiency | 2024-01-24 |  | 20690 |  | Leucadia | 2025-01-31 |  | 0 | Esteban Cisneros
BLDR-027518-2023 | 330 Sylvia St Encinitas, CA 92024 | Building (Residential) | Finaled | 2024-02-01 | 0 | MULTIPLE PERMITS: BLDR-027518-2023 & BLDR-027520-2023 Split living room into two bedrooms by adding wall, built in closets and enlarging existing windows to meet egress. | Alteration & Repair | 2023-08-17 | 2024-04-19 | 5000 |  | Old Encinitas | 2024-10-14 | 2024-04-19 | 0 | Sandy Hjalmarson
MEPR-029813-2024 | 1653 Olmeda St Encinitas, CA 92024 | MEP (Residential) | Finaled | 2024-02-01 | 0 | NEW INSTALLATION OF A 2.4DC kW(2.23AC kW) THIS PERMIT IS FOR ROOF TOP SOLAR ONLY. ROOF MOUNTED PHOTOVOLTAIC SYSTEM W/ 6 MODS, 6 MICRO INV, & 1 BATTERY | Energy Efficiency | 2024-02-01 | 2024-04-17 | 15000 |  | New Encinitas | 2024-10-14 | 2024-04-17 | 0 | Sandy Hjalmarson
MEPR-029811-2024 | 1817 Stanton Rd Encinitas, CA 92024 | MEP (Residential) | Finaled | 2024-02-01 | 0 | EMERGENCY PEX GRADE "A" REPIPE, 9 FIXTURES. | Alteration & Repair | 2024-02-01 | 2024-02-05 | 7200 |  | New Encinitas | 2024-08-05 | 2024-02-07 | 0 | Sandy Hjalmarson
MEPR-029782-2024 | 1433 Wildmeadow Pl Encinitas, CA 92024 | MEP (Residential) | Finaled | 2024-02-01 | 0 | Level 2 EV Charger powered by a 60amp Circuit Breaker. Run #6 THHN c.u. & #10 THHN c.u. ground through <5 feet New Â¾â€ EMT conduit to power the Level 2 EV Charger at 48amp constant draw | Energy Efficiency | 2024-01-30 | 2024-09-03 | 600 |  | New Encinitas | 2025-03-03 | 2024-09-03 | 0 | Nicole Spradlin
SIGN-029150-2023 | 583 S Coast Hwy 101 encinitas, CA 92024 | Sign | Expired | 2024-02-01 | 27 | Illuminated wall sign | Permanent | 2023-12-11 |  | 4000 |  | Inside City | 2024-07-30 |  | 0 | Nicole Spradlin
BLDR-029363-2024 | 1545 Calle Violetas Encinitas, CA 92024 | Building (Residential) | Issued | 2024-02-01 | 642 | POOL AND SPA 30X19 | Pool | 2024-01-03 |  | 65000 |  | New Encinitas | 2025-04-28 | 2024-10-29 | 0 | Esteban Cisneros
BLDR-027107-2023 | 1721 Dora Dr Cardiff-by-the-Sea, CA 92007 | Building (Residential) | Finaled | 2024-02-01 | 468 | Addition of single-story bedroom/bathroom suite | Addition | 2023-07-18 | 2024-11-05 | 165000 |  | Cardiff-By-The-Sea | 2025-05-05 | 2024-11-05 | 0 | Esteban Cisneros
MEPR-029589-2024 | 3245 Brookside Ln Encinitas, CA 92024 | MEP (Residential) | Issued | 2024-02-05 | 0 | REPLACE HEAT PUMP | Alteration & Repair | 2024-01-17 |  | 0 |  | Olivenhain | 2025-02-04 |  | 0 | Esteban Cisneros
MEPR-029658-2024 | 269 Raintree Dr Encinitas, CA 92024 | MEP (Residential) | Finaled | 2024-02-05 | 0 | REPLACE AC AND FURNACE | Alteration & Repair | 2024-01-22 | 2024-02-28 | 0 |  | Leucadia | 2024-08-26 | 2024-02-28 | 0 | Sandy Hjalmarson
BLDR-029415-2024 | 1055 Olive Crest Dr Encinitas, CA 92024 | Building (Residential) | Issued | 2024-02-05 | 139.79 | Replace 9 retrofit windows. No size change. | Alteration & Repair | 2024-01-07 |  | 8643.74 |  | Olivenhain | 2025-01-13 | 2024-07-15 | 0 | Esteban Cisneros
MEPR-029699-2024 | 775 Cornish Dr Encinitas, CA 92024 | MEP (Residential) | Expired | 2024-02-05 | 0 | Install new 200A meter panel | Service Change | 2024-01-24 |  | 10000 |  | Old Encinitas | 2024-09-10 | 2024-03-14 | 0 | Esteban Cisneros
MEPR-029851-2024 | 1035 Arden Dr Encinitas, CA 92024 | MEP (Residential) | Expired | 2024-02-05 | 0 | Emergency Gas Line Repair (SDGE Lockout)) | Alteration & Repair | 2024-02-05 |  | 0 |  | Old Encinitas | 2024-08-05 | 2024-02-05 | 0 | Nicole Spradlin
BLDR-024938-2023 | 805 Bracero Rd Unit: 2 Encinitas, CA 92024 | Building (Residential) | Finaled | 2024-02-05 | 436 | #NAME? | Addition | 2023-03-20 | 2024-06-26 | 300000 |  | Old Encinitas | 2024-12-23 | 2024-06-26 | 0 | Sandy Hjalmarson
MEPR-029630-2024 | 573 Hygeia Ave Encinitas, CA 92024 | MEP (Residential) | Issued | 2024-02-05 | 0 | REPLACE FURNACE | Alteration & Repair | 2024-01-19 |  | 0 |  | Leucadia | 2025-02-04 |  | 0 | Esteban Cisneros
MEPR-029832-2024 | 823 Morning Sun Dr Encinitas, CA 92024 | MEP (Residential) | Issued | 2024-02-06 | 0 | PV Array. Roof Mount - Flush. 10kWDC 27 Panels. (THIS PERMIT IS FOR ROOF TOP SOLAR ONLY) | Energy Efficiency | 2024-02-02 |  | 0 |  | Olivenhain | 2025-02-03 | 2024-08-07 | 0 | Esteban Cisneros
MEPR-029836-2024 | 587 Camino El Dorado Encinitas, CA 92024 | MEP (Residential) | Finaled | 2024-02-06 | 0 | Locate the new 200 amp meter panel at THIS PERMIT IS FOR A METER UPGRADE ONLY. the new loaction on the west wall as shown on sketch. | Service Change | 2024-02-02 | 2024-06-11 | 9000 |  | Old Encinitas | 2024-11-12 | 2024-05-15 | 0 | Sandy Hjalmarson
BLDR-028296-2023 | 1570 Pacific Ranch Dr Encinitas, CA 92024 | Building (Residential) | Finaled | 2024-02-06 | 244 | Converting existing open family room into bedroom with walk in closet | Alteration & Repair | 2023-10-07 | 2024-07-08 | 1000 |  | Olivenhain | 2024-09-03 | 2024-03-05 | 0 | Sandy Hjalmarson
MEPR-029805-2024 | 1136 Monterey Pl Encinitas, CA 92024 | MEP (Residential) | Expired | 2024-02-06 | 0 | main service upgrade to 225A | Service Change | 2024-02-01 |  | 0 |  | New Encinitas | 2024-08-07 | 2024-02-09 | 0 | Nicole Spradlin
MEPR-029841-2024 | 1812 Cottage Grove Dr Encinitas, CA 92024 | MEP (Residential) | Expired | 2024-02-06 | 0 | Disconnect/Reconnect | Service Change | 2024-02-05 |  | 0 |  | New Encinitas | 2024-08-07 | 2024-02-09 | 0 | Nicole Spradlin
MEPR-029829-2024 | 355 Oakbranch Dr Encinitas, CA 92024 | MEP (Residential) | Finaled | 2024-02-06 | 0 | Replace Water Heater | Water Heater | 2024-02-02 | 2024-02-22 | 0 |  | New Encinitas | 2024-08-19 | 2024-02-21 | 0 | Sandy Hjalmarson
MEPR-029837-2024 | 587 Camino El Dorado Encinitas, CA 92024 | MEP (Residential) | Issued | 2024-02-06 | 0 | New 40A Adjustable Level 2 Electric Vehicle Charger | Energy Efficiency | 2024-02-02 |  | 1750 |  | Old Encinitas | 2025-02-05 |  | 0 | Esteban Cisneros
MEPR-029814-2024 | 1653 Olmeda St Encinitas, CA 92024 | MEP (Residential) | Expired | 2024-02-06 | 0 | BATTERY FOR MEPR-029813-2024 | New Installation | 2024-02-01 |  | 5000 |  | New Encinitas | 2024-10-14 | 2024-04-17 | 0 | Esteban Cisneros
MEPR-029695-2024 | 598 Rockport Ct Encinitas, CA 92024 | MEP (Residential) | Ready To Issue | 2024-02-06 | 0 | 1 Energy Storage System | New Installation | 2024-01-24 |  | 12000 |  | Leucadia | 2025-02-05 |  | 222.78 | Esteban Cisneros
MEPR-029667-2024 | 2114 Redgap Ct Encinitas, CA 92024 | MEP (Residential) | Issued | 2024-02-06 | 0 | Install tankless water heater | Water Heater | 2024-01-22 |  | 0 |  | New Encinitas | 2025-02-05 |  | 0 | Esteban Cisneros
MEPR-029623-2024 | 1071 Calle Anacapa Encinitas, CA 92024 | MEP (Residential) | Finaled | 2024-02-07 | 0 | New tankless water heater in garage. | Water Heater | 2024-01-19 | 2024-04-29 | 50000 |  | Olivenhain | 2025-02-06 |  | 0 | Sandy Hjalmarson
BLDC-021274-2022 | 1560 Leucadia Blvd Unit: A Encinitas, CA 92024 | Building (Non-Residential) | Finaled | 2024-02-07 | 3354 | Interior tenant improvement of an existing space to house a new pre-packaged food retail store. Scope of work includes improvements in the exterior facade of the building | Tenant Improvement | 2022-07-06 | 2024-08-07 | 1500000 |  | New Encinitas | 2025-02-03 | 2024-08-07 | 0 | Nicole Spradlin
MEPR-029843-2024 | 1363 Ranch Rd Encinitas, CA 92024 | MEP (Residential) | Issued | 2024-02-07 | 0 | REPLACE 50-gallon WATER HEATER - GARAGE | Water Heater | 2024-02-05 |  | 3861 |  | Leucadia | 2025-02-06 |  | 0 | Esteban Cisneros
BLDC-029860-2024 | 1353 N Vulcan Ave Encinitas, CA 92024 | Building (Non-Residential) | Finaled | 2024-02-07 | 4800 | Remove existing roof and install new TPO Roof System | ReRoof | 2024-02-05 | 2024-04-01 | 112968 |  | Leucadia | 2024-09-30 | 2024-04-01 | 0 | Sandy Hjalmarson
BLDR-029138-2023 | 914 Robley Pl Cardiff-by-the-Sea, CA 92007 | Building (Residential) | Issued | 2024-02-07 | 140 | new pool and spa 140 s.f. and gas and electric for bbq and fire place | Pool | 2023-12-08 |  | 53500 |  | Cardiff-By-The-Sea | 2025-04-28 | 2024-10-28 | 0 | Esteban Cisneros
MEPR-029857-2024 | 1056 Nolbey St Cardiff-by-the-Sea, CA 92007 | MEP (Residential) | Expired | 2024-02-08 | 0 | (1) tankless water heater change out like for like. | Water Heater | 2024-02-05 |  | 0 |  | Cardiff-By-The-Sea | 2024-09-09 | 2024-03-11 | 0 | Esteban Cisneros
MEPR-029739-2024 | 1841 Wilstone Ave Encinitas, CA 92024 | MEP (Residential) | Expired | 2024-02-08 | 0 | 2 Tesla Powerwalls connected to PV solar. 10kw. | New Installation | 2024-01-26 |  | 34112 |  | Leucadia | 2024-09-24 | 2024-03-28 | 0 | Esteban Cisneros
MEPR-029871-2024 | 3056 Wildflower Dr Encinitas, CA 92024 | MEP (Residential) | Finaled | 2024-02-08 | 0 | Energy Storage, 10 kW, (2) Tesla Powerwall 2 | New Installation | 2024-02-06 | 2024-10-09 | 28409 |  | Inside City | 2025-04-07 | 2024-10-09 | 0 | Esteban Cisneros
MEPR-029902-2024 | 713 Normandy Rd Encinitas, CA 92024 | MEP (Residential) | Expired | 2024-02-08 | 0 | Temp power on permanent base. | Service Change | 2024-02-07 |  | 0 |  | Leucadia | 2024-08-13 | 2024-02-15 | 0 | Nicole Spradlin
BLDR-025030-2023 | 222 Rancho Santa Fe Rd Encinitas, CA 92024 | Building (Residential) | Issued | 2024-02-08 | 920 | Addition of 920 sf adu over existing 2 car garage | Accessory Dwelling Unit | 2023-03-24 |  | 101568 |  | Olivenhain | 2025-02-07 |  | 0 | Esteban Cisneros
MEPR-029872-2024 | 1035 Hermes Ave Encinitas, CA 92024 | MEP (Residential) | Issued | 2024-02-08 | 0 | 4000 watt PV system - 10 modules -10 microinveters - paired with 1 ESS Sunvault 6.8 kw - 1 Sunpower hub+ - Roof Mounted system | Energy Efficiency | 2024-02-06 |  | 0 |  | Leucadia | 2025-02-07 |  | 0 | Esteban Cisneros
BLDR-029131-2023 | 1119 Hymettus Ave Encinitas, CA 92024 | Building (Residential) | Issued | 2024-02-08 | 651 | new pool and spa | Pool | 2023-12-08 |  | 68900 |  | Inside City | 2025-03-17 | 2024-09-16 | 0 | Esteban Cisneros
BLDC-028066-2023 | 1038 S Coast Highway 101 Encinitas, CA 92024 | Building (Non-Residential) | Finaled | 2024-02-08 | 448 | Replace Windows , doors and add AC Mini split | Tenant Improvement | 2023-09-25 | 2024-06-26 | 22000 |  | Old Encinitas | 2024-12-23 | 2024-06-26 | 0 | Sandy Hjalmarson
MEPR-029889-2024 | 420 Union St Encinitas, CA 92024 | MEP (Residential) | Finaled | 2024-02-08 | 0 | replace gas shut off valve | Alteration & Repair | 2024-02-06 | 2024-02-21 | 0 |  | Old Encinitas | 2024-08-19 | 2024-02-21 | 0 | Sandy Hjalmarson
MEPR-029887-2024 | 1033 Hermes Ave Encinitas, CA 92024 | MEP (Residential) | Issued | 2024-02-08 | 0 | 10800 watt pv system - 27 modules - 27 microinverters - roof mounted system - paired with 2 sunvaults . | Energy Efficiency | 2024-02-06 |  | 0 |  | Leucadia | 2025-02-07 |  | 0 | Esteban Cisneros
MEPR-029919-2024 | 1927 Edinburg Ave Cardiff-by-the-Sea, CA 92007 | MEP (Residential) | Issued | 2024-02-08 | 0 | Roof mounted pv system installation 4.0 kw 10 PV Panels | Energy Efficiency | 2024-02-08 |  | 0 |  | Cardiff-By-The-Sea | 2025-02-07 |  | 0 | Esteban Cisneros
MEPR-029865-2024 | 921 Morning Sun Dr Encinitas, CA 92024 | MEP (Residential) | Expired | 2024-02-08 | 0 | (1) traditional 50 gallon water heater c/o like for like in garage. REPIPE FIXTURES Other 1 REPIPE SCOPE REPIPE ENTIRE HOMES FRESH WATER SYSTEM. REPIPE WILL BEGIN A THE HOMES MAIN WATER SHUT OFF VALVE AND PRESSURE REDUCING VALVE LOCATED IN THE GARAGE. EXPOSED PIPING WILL BE STRAPPED TO THE RAFTERS IN THE GARAGE AND ENTER THE HOME THROUGH THE ATTIC SPACE ABOVE. ONCE IN THE ATTIC, FRESH WATER PIPING WILL TRANSITION TO PEX TYPE A PIPING. ALL NEW WATER LINES BOTH HOT AND COLD WILL BE REPLACED INCLUDING NEW SHUT OFF VALVES AND SUPPLY LINES. MULTIPLE SECTIONS OF DRYWALL WILL HAVE TO BE REMOVED IN ORDER TO RE SUPPLY THE FIXTURES IN THE HOME. | Water Heater | 2024-02-06 |  | 0 |  | Olivenhain | 2024-10-07 | 2024-04-09 | 0 | Esteban Cisneros
MEPR-029915-2024 | 1565 Hawk View Dr Encinitas, CA 92024 | MEP (Residential) | Issued | 2024-02-08 | 0 | REPLACE HEAT PUMP, FURNACE, AND DUCTWORK | Alteration & Repair | 2024-02-08 |  | 0 |  | Leucadia | 2025-02-07 |  | 0 | Esteban Cisneros
BLDR-028868-2023 | 1172 Sidonia Ct Encinitas, CA 92024 | Building (Residential) | Issued | 2024-02-08 | 105 | Enlargement for long door | Alteration & Repair | 2023-11-20 |  | 6000 |  | Leucadia | 2025-04-16 | 2024-10-18 | 0 | Esteban Cisneros
MEPR-029838-2024 | 2001 Wandering Rd Encinitas, CA 92024 | MEP (Residential) | Finaled | 2024-02-08 | 0 | Roof mounted grid tied PV solar system (MEPR-029475--2024) with Storage | New Installation | 2024-02-02 | 2024-07-22 | 24396 |  | New Encinitas | 2025-01-21 | 2024-07-22 | 0 | Sandy Hjalmarson
MEPR-029886-2024 | 107 Countryhaven Rd Encinitas, CA 92024 | MEP (Residential) | Finaled | 2024-02-08 | 0 | 11.52kW DC solar PV install of 32 Panasonic panel with 32 Enphase microinverters | Energy Efficiency | 2024-02-06 | 2024-05-13 | 39000 |  | New Encinitas | 2024-11-12 | 2024-05-13 | 0 | Sandy Hjalmarson
MEPR-029855-2024 | 3245 Brookside Ln Encinitas, CA 92024 | MEP (Residential) | Issued | 2024-02-09 | 0 | PERMIT REVISION: ADD " REPLACE FURNACE" TO SCOPE OF WORK ON EXISTING PERMIT MEPR-029589-2024 | Alteration & Repair | 2024-02-05 |  | 0 |  | Olivenhain | 2025-02-08 |  | 0 | Esteban Cisneros
BLDR-029864-2024 | 1843 Glasgow Ave Cardiff-by-the-Sea, CA 92007 | Building (Residential) | Issued | 2024-02-09 | 1558 | Re-roof: Remove and dispose existing roofing material, Install underlayment, Install new shingles | ReRoof | 2024-02-05 |  | 11675 |  | Cardiff-By-The-Sea | 2025-02-08 |  | 0 | Esteban Cisneros
SIGN-029358-2024 | 267 N El Camino Real Unit: G Encinitas, CA 92024 | Sign | Expired | 2024-02-09 | 13 | Front Lit Channel Letter Sign | Permanent | 2024-01-03 |  | 3208.87 |  | New Encinitas | 2024-08-07 |  | 0 | Nicole Spradlin
BLDR-029875-2024 | 1845 Glasgow Ave Cardiff-by-the-Sea, CA 92007 | Building (Residential) | Issued | 2024-02-09 | 1586 | Shingle and Flat roof Re-roof, Remove and dispose existing roofing material, Install underlayment, Install new composite shingles | ReRoof | 2024-02-06 |  | 11675 |  | Cardiff-By-The-Sea | 2025-02-08 |  | 0 | Esteban Cisneros
BLDR-024134-2023 | 241 N Vulcan Ave Encinitas, CA 92024 | Building (Residential) | Finaled | 2024-02-09 | 497 | New 497 SF Junior Accessory Dwelling Unit on Existing First Floor of an Existing Single Family Dwelling Residence | Accessory Dwelling Unit | 2023-02-02 | 2024-04-15 | 18000 |  | Old Encinitas | 2024-10-14 | 2024-04-15 | 0 | Nina Martin
MEPR-029429-2024 | 1318 Belleview Ave Cardiff-by-the-Sea, CA 92007 | MEP (Residential) | Finaled | 2024-02-12 | 0 | Energy Storage 7.6 kW/13.5 kWH, 1 Powerwall+, 1 Energy Gateway2 | New Installation | 2024-01-08 | 2024-03-28 | 15000 |  | Cardiff-By-The-Sea | 2024-09-24 | 2024-03-28 | 0 | Sandy Hjalmarson
MEPR-029899-2024 | 746 Plato Pl Encinitas, CA 92024 | MEP (Residential) | Issued | 2024-02-12 | 0 | ESS for MEPR-029774-2024 | New Installation | 2024-02-07 |  | 12000 |  | Leucadia | 2025-02-11 |  | 0 | Esteban Cisneros
MEPR-029913-2024 | 450 Sylvia St Encinitas, CA 92024 | MEP (Residential) | Finaled | 2024-02-12 | 0 | INSTALL CLEANOUT NEXT TO DRIVEWAY | Alteration & Repair | 2024-02-08 | 2024-02-14 | 8891 |  | Old Encinitas | 2024-08-12 | 2024-02-14 | 0 | Sandy Hjalmarson
MEPR-029918-2024 | 2049 Park Dale Ln Encinitas, CA 92024 | MEP (Residential) | Expired | 2024-02-12 | 0 | Remodeling wet area in bathroom. Converting from tub to tub. Changing p-trap and mixing valve THIS PERMIT IS FOR PLUMBING ONLY. NO DRYWALL IS ALLOWED ON THIS PERMIT. INSPECTOR, PLEASE VERIFY NO OTHER WORK REQUIRING ADDITIONAL PERMITS ARE BEING DONE). | Alteration & Repair | 2024-02-08 |  | 12508 |  | Inside City | 2024-08-26 | 2024-02-27 | 0 | Nicole Spradlin
BLDR-029416-2024 | 1555 Vivaldi St Cardiff-by-the-Sea, CA 92007 | Building (Residential) | Finaled | 2024-02-12 | 17.89 | Repalce 2 retrofit windows. No size change. | Alteration & Repair | 2024-01-07 | 2024-07-10 | 2528 |  | Cardiff-By-The-Sea | 2024-09-03 | 2024-03-05 | 0 | Sandy Hjalmarson
MEPR-029462-2024 | 109 Triton Cir Encinitas, CA 92024 | MEP (Residential) | Finaled | 2024-02-12 | 0 | battery | Alteration & Repair | 2024-01-09 | 2024-03-25 | 0 |  | Old Encinitas | 2024-09-23 | 2024-03-25 | 0 | Sandy Hjalmarson
MEPR-029946-2024 | 825 Del Rio Ave Encinitas, CA 92024 | MEP (Residential) | Expired | 2024-02-12 | 0 | Gas was shut off in owner occupied unity. Repairs have been made its on test and ready for inspecition. | Alteration & Repair | 2024-02-12 |  | 0 |  | Leucadia | 2024-08-12 | 2024-02-12 | 0 | Nicole Spradlin
BLDR-029487-2024 | 604 Silver Berry Pl Encinitas, CA 92024 | Building (Residential) | Finaled | 2024-02-12 | 230.88 | Replace 10 retrofit windows and 2 patio doors. No size change. | Alteration & Repair | 2024-01-10 | 2024-09-11 | 14772.55 |  | Old Encinitas | 2025-03-10 | 2024-09-11 | 0 | Nicole Spradlin
MEPR-029947-2024 | 865 Cornish Dr Encinitas, CA 92024 | MEP (Residential) | Expired | 2024-02-12 | 0 | Replace Water Heater | Water Heater | 2024-02-12 |  | 0 |  | Old Encinitas | 2024-09-16 | 2024-03-18 | 0 | Esteban Cisneros
BLDR-018614-2022 | 802 Arden Dr Encinitas, CA 92024 | Building (Residential) | Issued | 2024-02-12 | 638 | Construction of a new detached Garage | Temporary or Accessory Structure | 2022-01-19 |  | 90000 |  | Old Encinitas | 2025-02-24 | 2024-08-27 | 0 | Esteban Cisneros
BLDR-022819-2022 | 337 Rancho Santa Fe Rd Encinitas, CA 92024 | Building (Residential) | Issued | 2024-02-12 | 909 | ADDITION TO EXISTING GARAGE WITH NEW ONE BEDROOM, ONE STORY ACCESSORY DWELLING UNIT (ADU) ABOVE GARAGE. NEW EXTERIOR STAIRS PROVIDING ACCESS TO ADU. HEIGHT CERT IS REQUIRED FOR THIS PROJECT. | Accessory Dwelling Unit | 2022-11-03 |  | 145440 |  | Olivenhain | 2025-04-28 | 2024-10-30 | 0 | Esteban Cisneros
MEPR-029951-2024 | 335 Chapalita Dr Encinitas, CA 92024 | MEP (Residential) | Expired | 2024-02-12 | 0 | 40 GALLON GAS WATER HEATER CHANGEOUT LIKE FOR LIKE IN GARAGE | Water Heater | 2024-02-12 |  | 4268 |  | New Encinitas | 2024-11-05 | 2024-05-09 | 0 | Esteban Cisneros
MEPR-029922-2024 | 330 Rosemary Ln Encinitas, CA 92024 | MEP (Residential) | Expired | 2024-02-12 | 0 | Roof Mount PV Install 10.4 KW 26 Modules / Inverters | Energy Efficiency | 2024-02-08 |  | 28000 |  | Olivenhain | 2024-11-26 | 2024-05-30 | 0 | Esteban Cisneros
BLDR-018613-2022 | 802 Arden Dr Encinitas, CA 92024 | Building (Residential) | Issued | 2024-02-12 | 2868 | Construction of a new single family dwelling | New Construction | 2022-01-19 |  | 600000 |  | Old Encinitas | 2025-06-18 | 2024-12-20 | 0 | Esteban Cisneros
MEPC-029755-2024 | 119 Rosebay Dr Encinitas, CA 92024 | MEP (Non-Residential) | Expired | 2024-02-13 | 0 | New panelboard added to existing service. | New Installation | 2024-01-29 |  | 55000 |  | Old Encinitas | 2024-09-04 | 2024-03-08 | 0 | Nicole Spradlin
BLDR-023098-2022 | 1026 Glen Arbor Dr Encinitas, CA 92024 | Building (Residential) | Issued | 2024-02-13 | 98 | 98sf addition to exisitng structure - remodel kitchen - new roof - new exterior stucco coat, wood siding, brick veneer | Addition | 2022-11-26 |  | 75000 |  | Inside City | 2025-02-12 |  | 0 | Esteban Cisneros
BLDR-029953-2024 | 2261 Edinburg Ave Cardiff-by-the-Sea, CA 92007 | Building (Residential) | Finaled | 2024-02-13 | 1360 | Remove existing layer of roofing. Replace wood rot. Supply & install all new Class A fire-rated Timberline HDZ RS roof system by GAF. 1,360 ft2 total roof surface area at 4:12 pitch. | ReRoof | 2024-02-12 | 2024-02-21 | 6135 |  | Cardiff-By-The-Sea | 2024-08-19 | 2024-02-21 | 0 | Sandy Hjalmarson
MEPR-029917-2024 | 491 Neptune Ave Encinitas, CA 92024 | MEP (Residential) | Expired | 2024-02-13 | 0 | Upgrade from 100 amps to 200 amps | Service Change | 2024-02-08 |  | 0 |  | Old Encinitas | 2024-09-23 | 2024-03-25 | 0 | Esteban Cisneros
MEPR-029608-2024 | 3003 Via De Caballo Encinitas, CA 92024 | MEP (Residential) | Finaled | 2024-02-13 | 0 | Install 14/50 R Receptacle for Chevy Bolt EV Charger | Energy Efficiency | 2024-01-18 | 2024-08-01 | 1400 |  | Olivenhain | 2025-01-28 | 2024-08-01 | 0 | Nicole Spradlin
MEPR-029926-2024 | 639 Shanas Ln Encinitas, CA 92024 | MEP (Residential) | Expired | 2024-02-13 | 0 | REPLACE FURNACE | Alteration & Repair | 2024-02-09 |  | 0 |  | New Encinitas | 2024-08-26 | 2024-02-28 | 0 | Nicole Spradlin
MEPR-029963-2024 | 605 Normandy Rd Encinitas, CA 92024 | MEP (Residential) | Expired | 2024-02-13 | 0 | SDGE Emergency Gas Line Repair & Gas Meter Relocation. | Alteration & Repair | 2024-02-13 |  | 0 |  | Leucadia | 2024-08-19 | 2024-02-20 | 0 | Nicole Spradlin
MEPR-029908-2024 | 349 Camino De Las Flores Encinitas, CA 92024 | MEP (Residential) | Issued | 2024-02-13 | 0 | 50 gal water heater changeout in garage like for like | Water Heater | 2024-02-08 |  | 3600 |  | New Encinitas | 2025-02-12 |  | 0 | Esteban Cisneros
MEPR-029572-2024 | 144 Athena St Encinitas, CA 92024 | MEP (Residential) | Expired | 2024-02-13 | 0 | Adding 0.8 KWDC Roof Mounted Solar to existing system. (This permit is for roof top solar only) 2 QCell 400W Modules 2 Enphase IQ7 Plus Micro Inverters | Energy Efficiency | 2024-01-16 |  | 5351 |  | Inside City | 2024-09-03 | 2024-03-07 | 0 | Nicole Spradlin
MEPR-029807-2024 | 3560 Copper Crest Rd Encinitas, CA 92024 | MEP (Residential) | Expired | 2024-02-13 | 0 | BBU - 14 kWh, 1 ESS Battery , 1 ESS MID , 1 LD , 1 EDS . | New Installation | 2024-02-01 |  | 37968 |  | Olivenhain | 2024-10-08 | 2024-04-11 | 0 | Esteban Cisneros
MEPR-029952-2024 | 1455 Heritage Ln Encinitas, CA 92024 | MEP (Residential) | Expired | 2024-02-13 | 0 | NEW TANKLESS WATER HEATER IN GARAGE | Water Heater | 2024-02-12 |  | 7557 |  | Leucadia | 2024-10-30 | 2024-05-03 | 0 | Esteban Cisneros
MEPR-029610-2024 | 1525 Flair Encinitas Dr Encinitas, CA 92024 | MEP (Residential) | Finaled | 2024-02-14 | 0 | Install 6.4kW roof PV system with 16 modules AND Tesla Powerwall+ PV inverter/battery unit(under separate permit) | Energy Efficiency | 2024-01-18 | 2024-08-29 | 35900 |  | New Encinitas | 2025-02-24 | 2024-08-27 | 0 | Nicole Spradlin
MEPR-029788-2024 | 108 Countryhaven Rd Encinitas, CA 92024 | MEP (Residential) | Finaled | 2024-02-14 | 0 | Replace Furnace 80%AFUE | Alteration & Repair | 2024-01-31 | 2024-06-13 | 5965 |  | New Encinitas | 2024-12-10 | 2024-06-13 | 0 | Sandy Hjalmarson
MEPR-029966-2024 | 341 Cole Ranch Rd Encinitas, CA 92024 | MEP (Residential) | Finaled | 2024-02-14 | 0 | Emergency Gas Line Repair | Alteration & Repair | 2024-02-13 | 2024-02-15 | 0 |  | Olivenhain | 2024-08-13 | 2024-02-15 | 0 | Sandy Hjalmarson
BLDM-022071-2022 | 410 Orpheus Ave Encinitas, CA 92024 | Building (Mixed Use) | Issued | 2024-02-14 | 651 | Replace existing wood balcony and stairs | Alteration & Repair | 2022-09-07 |  | 20000 |  | Old Encinitas | 2025-02-13 |  | 0 | Esteban Cisneros
BLDR-028348-2023 | 2135 Montgomery Ave Cardiff-by-the-Sea, CA 92007 | Building (Residential) | Finaled | 2024-02-14 | 1000 | Windows. Electric. Plumbing. Stucco. Retaining wall. Repairs and alterations. | Alteration & Repair | 2023-10-11 | 2024-09-12 | 40000 |  | Cardiff-By-The-Sea | 2025-03-11 | 2024-09-12 | 0 | Nicole Spradlin
BLDR-018991-2022 | 206 Fourth St Encinitas, CA 92024 | Building (Residential) | Issued | 2024-02-14 | 3032 | Demo an existing 2584 sq. ft.2 story residence with an attached 481 sq. ft. garage, and an existing 681 sq. ft. detached garage. Grade and construct a new 2 story 2,929 sq. ft. residence with an 1130 sq. ft. basement, 482 sq. ft. attached 2 car garage and a 285 sq. ft. Deck. Build various new perimeter and area masonry walls, pour all new concrete hardscape and install all new landscaping. | New Construction | 2022-02-14 |  | 3500000 |  | Old Encinitas | 2025-05-05 | 2024-11-05 | 0 | Esteban Cisneros
MEPR-029861-2024 | 777 Ocean Crest Rd Cardiff-by-the-Sea, CA 92007 | MEP (Residential) | Expired | 2024-02-14 | 0 | Install new 200amp electric meter panel in existing location. | Service Change | 2024-02-05 |  | 0 |  | Cardiff-By-The-Sea | 2024-10-07 | 2024-04-09 | 0 | Esteban Cisneros
BLDR-029086-2023 | 2438 Manchester Ave Cardiff-by-the-Sea, CA 92007 | Building (Residential) | Issued | 2024-02-14 | 2516 | Duplex Multiple Permits (BLDR-028455-2023 - 2436 Manchester Ave) Kitchen and Bathroom remodel. Adding a shower to existing square footage. No structural changes. | Alteration & Repair | 2023-12-05 |  | 90000 |  | Cardiff-By-The-Sea | 2025-03-10 | 2024-09-10 | 0 | Esteban Cisneros
BLDR-028455-2023 | 2436 Manchester Ave Cardiff-by-the-Sea, CA 92007 | Building (Residential) | Issued | 2024-02-14 | 2516 | Kitchen and Bathroom remodel. Adding a shower to existing square footage. No structural changes. | Alteration & Repair | 2023-10-23 |  | 90000 |  | Cardiff-By-The-Sea | 2025-03-10 | 2024-09-10 | 0 | Esteban Cisneros
MEPR-025160-2023 | 418 Neptune Ave Encinitas, CA 92024 | MEP (Residential) | Finaled | 2024-02-15 | 0 | New roof mounted solar installation - 5.925kW - 15 modules - 1 Inverter - New 125A Subpanel | Energy Efficiency | 2023-03-30 | 2024-03-19 | 10310 |  | Old Encinitas | 2024-09-16 | 2024-03-19 | 0 | Sandy Hjalmarson
MEPR-029779-2024 | 1761 Eucalyptus Ave Encinitas, CA 92024 | MEP (Residential) | Issued | 2024-02-15 | 0 | 1 Tesla Powerwall - 1 Tesla Gateway | New Installation | 2024-01-30 |  | 16000 |  | Leucadia | 2025-02-14 |  | 0 | Esteban Cisneros
BLDC-025366-2023 | 1030 N Coast Highway 101 Encinitas, CA 92024 | Building (Non-Residential) | Issued | 2024-02-15 | 3729 | Existing building interior work. site work existing with minimal work. Cannabis Lottery Number CANB-019196-2022 | Alteration & Repair | 2023-04-10 |  | 700000 |  | Leucadia | 2025-01-21 | 2024-07-23 | 0 | Esteban Cisneros
BLDR-029571-2024 | 1825 Wilstone Ave Encinitas, CA 92024 | Building (Residential) | Issued | 2024-02-15 | 467 | NEW POOL AND SPA | Pool | 2024-01-16 |  | 65000 |  | Leucadia | 2025-04-14 | 2024-10-15 | 0 | Esteban Cisneros
MEPR-029977-2024 | 529 Verbena Ct Encinitas, CA 92024 | MEP (Residential) | Finaled | 2024-02-20 | 0 | New tankless water heater in garage | Water Heater | 2024-02-14 | 2024-04-30 | 8013 |  | Leucadia | 2024-10-28 | 2024-04-29 | 0 | Sandy Hjalmarson
MEPR-029989-2024 | 2018 Cambridge Ave Cardiff-by-the-Sea, CA 92007 | MEP (Residential) | Issued | 2024-02-20 | 0 | REPLACE WATER HEATER TANK | Water Heater | 2024-02-15 |  | 0 |  | Cardiff-By-The-Sea | 2025-02-19 |  | 0 | Esteban Cisneros
MEPR-029996-2024 | 691 Requeza St Encinitas, CA 92024 | MEP (Residential) | Issued | 2024-02-20 | 0 | Install 2.88PKW PV array | Energy Efficiency | 2024-02-15 |  | 8500 |  | Old Encinitas | 2025-03-03 | 2024-09-03 | 0 | Esteban Cisneros
MEPR-029941-2024 | 672 Santa Fe Dr Encinitas, CA 92024 | MEP (Residential) | Expired | 2024-02-20 | 0 | Rooftop mounted PV system 2.05KW | Energy Efficiency | 2024-02-12 |  | 0 |  | Old Encinitas | 2024-08-26 | 2024-02-26 | 0 | Nicole Spradlin
BLDR-028206-2023 | 305 Gardendale Rd Encinitas, CA 92024 | Building (Residential) | Issued | 2024-02-20 | 339 | New attached ADU | Accessory Dwelling Unit | 2023-10-02 |  | 50850 |  | New Encinitas | 2025-02-19 |  | 0 | Esteban Cisneros
BLDR-028796-2023 | 1557 Orangeview Dr Encinitas, CA 92024 | Building (Residential) | Issued | 2024-02-20 | 252 | Kitchen Remodel | Alteration & Repair | 2023-11-13 |  | 39000 |  | New Encinitas | 2025-05-19 | 2024-11-19 | 0 | Esteban Cisneros
MEPR-030010-2024 | 2620 Lone Jack Rd Encinitas, CA 92024 | MEP (Residential) | Finaled | 2024-02-20 | 0 | New PV, roof mounted, 8.9 kW, 22 modules, new Enphase 5 kWh battery | Energy Efficiency | 2024-02-16 | 2024-03-18 | 0 |  | Olivenhain | 2024-09-10 | 2024-03-14 | 0 | Sandy Hjalmarson
MEPR-029982-2024 | 1303 Evergreen Dr Cardiff-by-the-Sea, CA 92007 | MEP (Residential) | Finaled | 2024-02-20 | 0 | REPLACE FURNACE | Alteration & Repair | 2024-02-14 | 2024-03-27 | 0 |  | Cardiff-By-The-Sea | 2024-09-23 | 2024-03-27 | 0 | Sandy Hjalmarson
MEPR-029945-2024 | 1176 Sidonia Ct Encinitas, CA 92024 | MEP (Residential) | Expired | 2024-02-21 | 0 | Replace Water Heater | Water Heater | 2024-02-12 |  | 0 |  | Leucadia | 2024-08-26 | 2024-02-26 | 0 | Nicole Spradlin
BLDM-027825-2023 | 1025 Stratford Dr Encinitas, CA 92024 | Building (Mixed Use) | Finaled | 2024-02-21 | 60 | Removal of existing CMU wall and rebuild CMU retaining wall | Retaining Wall | 2023-09-11 | 2024-08-08 | 7000 |  | Old Encinitas | 2025-02-03 | 2024-08-07 | 0 | Nicole Spradlin
BLDR-029912-2024 | 293 Via Tavira Encinitas, CA 92024 | Building (Residential) | Finaled | 2024-02-21 | 2583 | Full Home Re-Roof. Lift and relay. replacement of underlayment paper. 2583 sq ft. | ReRoof | 2024-02-08 | 2024-07-30 | 14754 |  | New Encinitas | 2025-01-27 | 2024-07-30 | 0 | Sandy Hjalmarson
MEPR-029987-2024 | 1610 Pleasant Pl Encinitas, CA 92024 | MEP (Residential) | Issued | 2024-02-21 | 0 | Permit Meter upgrade for ADU. | Alteration & Repair | 2024-02-15 |  | 1000 |  | New Encinitas | 2025-02-20 |  | 0 | Esteban Cisneros
SIGN-029671-2024 | 1100 Fox Point Farms Ln Encinitas, CA 92024 | Sign | Expired | 2024-02-21 | 0 | Commercial signs for Fox Point Farms. They were approved under SIGN-006685-2023 recently and now I just need the building permits for them. The building permit for the commercial project is BLDC-020522-2022. | Permanent | 2024-01-22 |  | 45000 |  | Leucadia | 2024-08-19 |  | 0 | Nicole Spradlin
MEPR-030026-2024 | 1716 Kellington Pl Encinitas, CA 92024 | MEP (Residential) | Expired | 2024-02-21 | 0 | Replace Water Heater | Water Heater | 2024-02-19 |  | 0 |  | New Encinitas | 2024-09-09 | 2024-03-11 | 0 | Esteban Cisneros
MEPR-030028-2024 | 1521 Linda Sue Ln Encinitas, CA 92024 | MEP (Residential) | Expired | 2024-02-21 | 0 | Replace Water Heater | Water Heater | 2024-02-19 |  | 0 |  | New Encinitas | 2024-08-26 | 2024-02-27 | 0 | Nicole Spradlin
MEPR-025276-2023 | 416 Neptune Ave Encinitas, CA 92024 | MEP (Residential) | Finaled | 2024-02-21 | 0 | PV residential roof mount 3.160 KW 8 modules 8 optimizers 1 inverter no MPU | Energy Efficiency | 2023-04-05 | 2024-03-19 | 8000 |  | Old Encinitas | 2024-09-16 | 2024-03-19 | 0 | Sandy Hjalmarson
BLDR-026747-2023 | 802 Arden Dr Encinitas, CA 92024 | Building (Residential) | Issued | 2024-02-21 | 478 | Proposed Pool and Spa | Pool | 2023-06-21 |  | 30000 |  | Old Encinitas | 2025-06-03 | 2024-12-05 | 0 | Esteban Cisneros
BLDC-026213-2023 | 745 S Coast Highway 101 Unit: J104 Encinitas, CA 92024 | Building (Non-Residential) | Expired | 2024-02-21 | 3834 | Demising Wall/ADA Restroom | Alteration & Repair | 2023-05-23 |  | 35000 |  | Old Encinitas | 2024-11-04 | 2024-05-06 | 0 | Esteban Cisneros
BLDR-028116-2023 | 1449 Tzena Way Encinitas, CA 92024 | Building (Residential) | Issued | 2024-02-21 | 2358 | IN-LIKE-KIND REPAIR OF A STRUCTURE DAMAGED BY FIRE | Alteration & Repair | 2023-09-27 |  | 40000 |  | New Encinitas | 2025-05-27 | 2024-11-25 | 0 | Esteban Cisneros
BLDC-023475-2022 | 1203 Fox Point Drive Pl Encinitas, CA 92024 | Building (Non-Residential) | Issued | 2024-02-21 | 6916 | Recreation Center and Restroom building for Fox Point Farms development | New Construction | 2022-12-20 |  | 691600 |  | Leucadia | 2025-06-10 | 2024-12-12 | 0 | Esteban Cisneros
BLDR-029687-2024 | 1321 Cornish Dr Cardiff-by-the-Sea, CA 92007 | Building (Residential) | Issued | 2024-02-21 | 48 | NEW SPA | Pool | 2024-01-23 |  | 40000 |  | Cardiff-By-The-Sea | 2025-02-20 | 2024-12-23 | 0 | Esteban Cisneros
MEPR-030024-2024 | 1579 Avenida De Los Lirios Encinitas, CA 92024 | MEP (Residential) | Expired | 2024-02-22 | 0 | PV solar install for ADU | Energy Efficiency | 2024-02-18 |  | 10000 |  | New Encinitas | 2024-08-26 | 2024-02-27 | 0 | Nicole Spradlin
MEPR-030036-2024 | 811 Third St Encinitas, CA 92024 | MEP (Residential) | Finaled | 2024-02-22 | 0 | Install 6 405 watt solar panels and 6 IQ8A micro inverters. | Energy Efficiency | 2024-02-20 | 2024-05-08 | 7000 |  | Inside City | 2024-11-04 | 2024-05-08 | 0 | Sandy Hjalmarson
MEPR-030059-2024 | 1535 Calle Narcisos Encinitas, CA 92024 | MEP (Residential) | Issued | 2024-02-22 | 0 | INSTALL TANKLESS WATER HEATER - GARAGE | Water Heater | 2024-02-21 |  | 8402.35 |  | New Encinitas | 2025-02-21 |  | 0 | Esteban Cisneros
MEPR-030025-2024 | 540 S Willowspring Dr Encinitas, CA 92024 | MEP (Residential) | Expired | 2024-02-22 | 0 | PV system reinstall w/ upgrade | Energy Efficiency | 2024-02-18 |  | 20000 |  | New Encinitas | 2024-08-28 | 2024-03-01 | 0 | Nicole Spradlin
BLDR-022176-2022 | 1375 San Elijo Ave Cardiff-by-the-Sea, CA 92007 | Building (Residential) | Expired | 2024-02-22 | 328 | #NAME? | Addition | 2022-09-14 |  | 70000 |  | Cardiff-By-The-Sea | 2024-02-22 |  | 0 | Nicole Spradlin
MEPR-029983-2024 | 2105 Montgomery Ave Cardiff-by-the-Sea, CA 92007 | MEP (Residential) | Finaled | 2024-02-22 | 0 | Battery System 12.5 KW | New Installation | 2024-02-14 | 2024-06-27 | 0 |  | Cardiff-By-The-Sea | 2025-01-02 | 2024-06-27 | 0 | Sandy Hjalmarson
MEPR-027575-2023 | 874 Bracero Rd Encinitas, CA 92024 | MEP (Residential) | Finaled | 2024-02-22 | 0 | PROJECT CONSISTS OF INSTALLATION OF NEW LPG/NATURAL GAS GENERATOR OVER NEW CONCRETE PAD | Alteration & Repair | 2023-08-21 | 2024-04-30 | 5000 |  | Old Encinitas | 2024-10-28 | 2024-04-30 | 0 | Sandy Hjalmarson
BLDR-027506-2023 | 221 Princehouse Ln Encinitas, CA 92024 | Building (Residential) | Issued | 2024-02-22 | 135 | REMODEL OF EXISTING EXTERIOR PATIO AND STAIRS. ADDITION OF OVERHANG AT PATIO AND ENTRY DOOR ADDITIONAL SQUARE FOOTAGE FOR A PRIMARY BATHROOM OFF OF THE PRIMARY BEDROOM | Addition | 2023-08-16 |  | 14904 |  | Old Encinitas | 2025-04-21 | 2024-10-21 | 0 | Esteban Cisneros
BLDR-020639-2022 | 1140 Molara Ln Encinitas, CA 92024 | Building (Residential) | Finaled | 2024-02-22 | 1626 | Phase 004: Cottage/Carriage: Plan 5C - Cottage : Lot 9 | New Construction | 2022-05-20 | 2024-12-03 | 950000 | Fox Point Farms - Parent Project | Leucadia | 2025-06-02 | 2024-12-03 | 0 | Esteban Cisneros
BLDR-020645-2022 | 1160 Molara Ln Encinitas, CA 92024 | Building (Residential) | Finaled | 2024-02-22 | 1626 | Phase 004: Cottage/Carriage : Model Plan 5C - Cottage | New Construction | 2022-05-20 | 2024-12-02 | 328953 | Fox Point Farms - Parent Project | Leucadia | 2025-06-02 | 2024-12-02 | 0 | Esteban Cisneros
BLDR-020648-2022 | 1176 Molara Ln Encinitas, CA 92024 | Building (Residential) | Finaled | 2024-02-22 | 709 | Phase 004: Cottage/Carriage : Model Plan 4AR - Carriage | New Construction | 2022-05-20 | 2024-12-02 | 239849 |  | Leucadia | 2025-06-02 | 2024-12-02 | 0 | Esteban Cisneros
BLDR-020647-2022 | 1170 Molara Ln Encinitas, CA 92024 | Building (Residential) | Finaled | 2024-02-22 | 1626 | Phase 004: Cottage/Carriage : Model Plan 5AR - Cottage | New Construction | 2022-05-20 | 2024-12-02 | 321838 |  | Leucadia | 2025-06-02 | 2024-12-02 | 0 | Esteban Cisneros
BLDR-020646-2022 | 1166 Molara Ln Encinitas, CA 92024 | Building (Residential) | Finaled | 2024-02-22 | 709 | Phase 004: Cottage/Carriage : Model Plan 4C - Carriage | New Construction | 2022-05-20 | 2024-12-02 | 244776 |  | Leucadia | 2025-06-02 | 2024-12-02 | 0 | Esteban Cisneros
BLDR-020640-2022 | 1146 Molara Ln Encinitas, CA 92024 | Building (Residential) | Finaled | 2024-02-22 | 709 | Phase 004: Cottage/Carriage: Plan 4C - Carriage : Lot 10 | New Construction | 2022-05-20 | 2024-12-03 | 244776 | Fox Point Farms - Parent Project | Leucadia | 2025-06-02 | 2024-12-03 | 0 | Esteban Cisneros
BLDR-027331-2023 | 1175 Saxony Rd Encinitas, CA 92024 | Building (Residential) | Finaled | 2024-02-22 | 248 | NEW ONE STORY ONE-CAR DETACHED GARAGE EXTERIOR TO MATCH THE MAIN RESIDENCE | Temporary or Accessory Structure | 2023-08-04 | 2024-12-03 | 30370.08 |  | Leucadia | 2025-06-02 | 2024-12-03 | 0 | Esteban Cisneros
BLDR-020644-2022 | 1156 Molara Ln Encinitas, CA 92024 | Building (Residential) | Finaled | 2024-02-22 | 709 | Phase 004: Cottage/Carriage: Plan 4BR - Carriage : Lot 12 | New Construction | 2022-05-20 | 2024-12-03 | 253510 | Fox Point Farms - Parent Project | Leucadia | 2025-06-02 | 2024-12-03 | 0 | Esteban Cisneros
BLDR-020643-2022 | 1150 Molara Ln Encinitas, CA 92024 | Building (Residential) | Finaled | 2024-02-22 | 1626 | Phase 004: Cottage/Carriage: Plan 5BR - Cottage Lot 11 | New Construction | 2022-05-20 | 2024-12-03 | 341950 | Fox Point Farms - Parent Project | Leucadia | 2025-06-02 | 2024-12-03 | 0 | Esteban Cisneros
MEPR-030027-2024 | 1290 Blue Sky Dr Cardiff-by-the-Sea, CA 92007 | MEP (Residential) | Finaled | 2024-02-22 | 0 | Install 8kW roof PV system with 20 modules over 398.33 sqft. | Energy Efficiency | 2024-02-19 | 2024-03-28 | 28700 |  | Cardiff-By-The-Sea | 2024-09-24 | 2024-03-28 | 0 | Sandy Hjalmarson
MEPR-030008-2024 | 1525 Flair Encinitas Dr Encinitas, CA 92024 | MEP (Residential) | Finaled | 2024-02-22 | 0 | Installation of Powerwall+ PV inverter/battery unit in relation to PV Permit MEPR-029610-2024 | New Installation | 2024-02-16 | 2024-08-27 | 35900 |  | New Encinitas | 2025-02-24 | 2024-08-27 | 0 | Nicole Spradlin
MEPR-030075-2024 | 110 Verdi Ave Cardiff-by-the-Sea, CA 92007 | MEP (Residential) | Issued | 2024-02-23 | 0 | Uninstall and reinstall- THIS INSTALLATION WILL INCLUDE THEUNINSTALL AND REINSTALL OF THE EXISTINGSOLAR SYSTEM | Energy Efficiency | 2024-02-21 |  | 0 |  | Cardiff-By-The-Sea | 2025-01-06 | 2024-07-10 | 0 | Esteban Cisneros
BLDR-029932-2024 | 1033 Hermes Ave Encinitas, CA 92024 | Building (Residential) | Issued | 2024-02-23 | 2474.52 | Full Home Re-roof . Comp shingle like for like . Replacement of underlayment paper. | ReRoof | 2024-02-09 |  | 18300 |  | Leucadia | 2025-02-22 |  | 0 | Esteban Cisneros
MEPR-030037-2024 | 2029 14th St Encinitas, CA 92024 | MEP (Residential) | Expired | 2024-02-23 | 0 | Replace Water Heater | Water Heater | 2024-02-20 |  | 0 |  | Olivenhain | 2024-09-09 | 2024-03-12 | 0 | Esteban Cisneros
MEPR-030071-2024 | 1154 Evergreen Dr Encinitas, CA 92024 | MEP (Residential) | Issued | 2024-02-23 | 0 | REPLACE FAU (45k BTU'S) - ATTIC, REPLACE FAU (90k BTUs) - ATTIC | Alteration & Repair | 2024-02-21 |  | 13757.53 |  | Old Encinitas | 2025-02-22 |  | 0 | Esteban Cisneros
MEPR-030092-2024 | 1350 Cherry Tree Ct Encinitas, CA 92024 | MEP (Residential) | Issued | 2024-02-23 | 0 | REPLACE 40-gallon WATER HEATER - GARAGE | Water Heater | 2024-02-22 |  | 19900 |  | New Encinitas | 2025-02-22 |  | 0 | Esteban Cisneros
MEPR-030040-2024 | 815 Third St Encinitas, CA 92024 | MEP (Residential) | Finaled | 2024-02-23 | 0 | Install 4 solar panels 405 watt and 4 micro inverters | Energy Efficiency | 2024-02-20 | 2024-05-08 | 5000 |  | Old Encinitas | 2024-11-04 | 2024-05-08 | 0 | Sandy Hjalmarson
MEPR-030029-2024 | 1455 Heritage Ln Encinitas, CA 92024 | MEP (Residential) | Expired | 2024-02-23 | 0 | Changeout (2) 3-ton condenser right side yard like for like. Replace (2) 3-ton indoor coils. Changeout (2) 96K BTU furnace in attic like for like. New R6 Ducts supply 9 return 1. | Alteration & Repair | 2024-02-19 |  | 41002.92 |  | Leucadia | 2024-09-03 | 2024-03-05 | 0 | Nicole Spradlin
BLDR-030087-2024 | 491 Neptune Ave Encinitas, CA 92024 | Building (Residential) | Finaled | 2024-02-23 | 21 | Reroof, remove roof replace falshing, rhino, vents and install new comp. | ReRoof | 2024-02-22 | 2024-03-12 | 11000 |  | Old Encinitas | 2024-09-09 | 2024-03-12 | 0 | Sandy Hjalmarson
MEPR-030082-2024 | 1528 Juniperhill Dr Encinitas, CA 92024 | MEP (Residential) | Finaled | 2024-02-23 | 0 | 8.505 kW (DC) roof-mounted grid-tied solar PV with microinverters -- no battery storage | Energy Efficiency | 2024-02-22 | 2024-03-13 | 0 |  | New Encinitas | 2024-09-09 | 2024-03-13 | 0 | Sandy Hjalmarson
MEPR-030069-2024 | 1026 Glen Arbor Dr Encinitas, CA 92024 | MEP (Residential) | Expired | 2024-02-23 | 0 | Roof mounted pv with energy storage system (separate permit) 8.36 KW 19 pv panels | Energy Efficiency | 2024-02-21 |  | 0 |  | New Encinitas | 2024-10-28 | 2024-04-29 | 0 | Esteban Cisneros
MEPR-030034-2024 | 1168 Monterey Pl Encinitas, CA 92024 | MEP (Residential) | Issued | 2024-02-26 | 0 | REPLACE WATER HEATER TANK | Water Heater | 2024-02-20 |  | 0 |  | New Encinitas | 2025-02-25 |  | 0 | Esteban Cisneros
MEPR-030064-2024 | 1265 Windsor Rd Cardiff-by-the-Sea, CA 92007 | MEP (Residential) | Issued | 2024-02-26 | 0 | Change out of 90k furnace in closet in same location. No ductwork. | Alteration & Repair | 2024-02-21 |  | 0 |  | Cardiff-By-The-Sea | 2025-02-25 |  | 0 | Esteban Cisneros
MEPR-030128-2024 | 827 Summerhill Ct Encinitas, CA 92024 | MEP (Residential) | Expired | 2024-02-26 | 0 | replace heat pump water heater | Water Heater | 2024-02-26 |  | 0 |  | New Encinitas | 2024-09-24 | 2024-03-28 | 0 | Esteban Cisneros
MEPR-030076-2024 | 1064 Normandy Hill Ln Encinitas, CA 92024 | MEP (Residential) | Expired | 2024-02-26 | 0 | roofmount pv system - 3.960 | Energy Efficiency | 2024-02-21 |  | 15824.39 |  | Leucadia | 2024-09-09 | 2024-03-11 | 0 | Esteban Cisneros
BLDR-030002-2024 | 1960 Park Crest Dr Cardiff-by-the-Sea, CA 92007 | Building (Residential) | Issued | 2024-02-26 | 0 | Remove existing shingles, install new shingles | ReRoof | 2024-02-15 |  | 15800 |  | Cardiff-By-The-Sea | 2025-02-25 |  | 0 | Esteban Cisneros
BLDR-030017-2024 | 1815 Milbank Rd Encinitas, CA 92024 | Building (Residential) | Issued | 2024-02-26 | 20.28 | Replace 2 retrofit windows. No size changes. | Alteration & Repair | 2024-02-16 |  | 2305 |  | Leucadia | 2025-02-25 |  | 0 | Esteban Cisneros
BLDR-028030-2023 | 1270 Avenida Miguel Encinitas, CA 92024 | Building (Residential) | Issued | 2024-02-26 | 2355 | PROPOSED WATER DAMAGE REPAIR TO AN EXISTING S.F.R. REPLACE EXISTING DRYWALL ON WALLS AND CEILINGS. REPLACE WALL INSULATION. REPLACE ELECTRICAL IN KITCHEN. REPLACE PLUMBING FIXTURES AND HOT AND COLD WATER PIPING. | Alteration & Repair | 2023-09-21 |  | 25000 |  | New Encinitas | 2025-03-17 | 2024-09-18 | 0 | Esteban Cisneros
BLDR-029205-2023 | 940 Sealane Dr Unit: 16 Encinitas, CA 92024 | Building (Residential) | Issued | 2024-02-26 | 1486 | Install wall mounted electric heaters | Alteration & Repair | 2023-12-14 |  | 5000 |  | Old Encinitas | 2025-02-25 |  | 0 | Esteban Cisneros
MEPR-030083-2024 | 141 Townwood Way Encinitas, CA 92024 | MEP (Residential) | Expired | 2024-02-26 | 0 | Replace Water Heater | Water Heater | 2024-02-22 |  | 0 |  | New Encinitas | 2024-09-11 | 2024-03-15 | 0 | Esteban Cisneros
BLDC-029745-2024 | 119 N El Camino Real Unit: A Encinitas, CA 92024 | Building (Non-Residential) | Finaled | 2024-02-26 | 1800 | Patio & Landscaping for Board & Brew Restaurant associated with the Tenant improvement (BLDR-022504-2022). | Temporary or Accessory Structure | 2024-01-26 | 2024-10-18 | 500000 |  | New Encinitas | 2025-04-16 | 2024-10-18 | 0 | Esteban Cisneros
BLDR-030113-2024 | 1525 Flair Encinitas Dr Encinitas, CA 92024 | Building (Residential) | Finaled | 2024-02-26 | 2600 | Full reroof, 26 squares, concrete tile. Includes double-lap #40 felt paper. | ReRoof | 2024-02-23 | 2024-08-27 | 28000 |  | New Encinitas | 2025-02-24 | 2024-08-27 | 0 | Nicole Spradlin
BLDR-027606-2023 | 885 Requeza St Encinitas, CA 92024 | Building (Residential) | Finaled | 2024-02-26 | 420 | PROPOSED ROOM ADDITION TO A SINGLE FAMILY DWELLING. | Addition | 2023-08-23 | 2024-08-28 | 125000 |  | Old Encinitas | 2025-02-24 | 2024-08-28 | 0 | Nicole Spradlin
BLDR-021086-2022 | 126 W Glaucus St Encinitas, CA 92024 | Building (Residential) | Issued | 2024-02-26 | 5333 | Multiple Permits: New Construction, ADU (BLDR-021087-2022), JADU (BLDR-021088-2022) New 2-story single-family residence with attached ADU, JADU, 4-car garage, and carport to replace existing 1-story single-family residence (to be demolished). Project includes spa, roof-mounted solar panels, rainwater collection for landscape irrigation, greywater system for landscape irrigation and street improvements (sidewalk & permeable parking area). | New Construction | 2022-06-20 |  | 778828 |  | Leucadia | 2025-06-16 | 2024-12-16 | 0 | Esteban Cisneros
BLDR-021088-2022 | 128 W Glaucus St Encinitas, CA 92024 | Building (Residential) | Issued | 2024-02-26 | 445 | Multiple Permits: JADU, New Construction (BLDR-021086-2022), ADU (BLDR-021087-2022 ) | Accessory Dwelling Unit | 2022-06-20 |  | 40940 |  | Leucadia | 2025-06-16 | 2024-12-16 | 0 | Esteban Cisneros
BLDR-021087-2022 | 130 W Glaucus St Encinitas, CA 92024 | Building (Residential) | Issued | 2024-02-26 | 445 | Multiple Permits: ADU, New Construction (BLDR-021086-2022), JADU (BLDR-021088-2022) | Accessory Dwelling Unit | 2022-06-20 |  | 68632 |  | Leucadia | 2025-06-16 | 2024-12-16 | 0 | Esteban Cisneros
BLDR-029597-2024 | 337 N Vulcan Ave Encinitas, CA 92024 | Building (Residential) | Issued | 2024-02-26 | 512 | PROPOSED POOL AND SPA W/ AUTO COVER 512ftÂ² 6' MAX DEPTH | Pool | 2024-01-17 |  | 30000 |  | Old Encinitas | 2025-06-23 | 2024-12-23 | 0 | Esteban Cisneros
BLDC-027152-2023 | 335 S Coast Highway 101 Unit: S Encinitas, CA 92024 | Building (Non-Residential) | Finaled | 2024-02-27 | 1451 | construct a new wall, add lighting, electrical. install walk-in cooler and merchandise displays | Tenant Improvement | 2023-07-21 | 2024-05-15 | 100000 |  | Old Encinitas | 2024-11-12 | 2024-05-15 | 0 | Sandy Hjalmarson
BLDR-030057-2024 | 1748 Burgundy Rd Encinitas, CA 92024 | Building (Residential) | Expired | 2024-02-27 | 1800 | 18sq shingle roof | ReRoof | 2024-02-21 |  | 20000 |  | Leucadia | 2024-09-03 | 2024-03-06 | 0 | Nicole Spradlin
MEPR-030088-2024 | 1828 Milbank Rd Encinitas, CA 92024 | MEP (Residential) | Issued | 2024-02-27 | 0 | Replace 80%AFUE | Alteration & Repair | 2024-02-22 |  | 6994.8 |  | Leucadia | 2025-02-26 |  | 0 | Esteban Cisneros
MEPR-029999-2024 | 227 Rosebay Dr Encinitas, CA 92024 | MEP (Residential) | Issued | 2024-02-27 | 0 | Replace Furnace 80%AFUE | Alteration & Repair | 2024-02-15 |  | 5300 |  | Old Encinitas | 2025-02-26 |  | 0 | Esteban Cisneros
BLDR-029300-2023 | 958 Marisa Ln Encinitas, CA 92024 | Building (Residential) | Finaled | 2024-02-27 | 560 | PROPOSED POOL W/ BEACHENTRY AND HARDSCAPEPOOL: 560ftÂ² 6' MAX DEPTHHARDSCAPE: 375ftÂ² | Pool | 2023-12-20 | 2024-07-23 | 30000 |  | Olivenhain | 2025-01-21 | 2024-07-23 | 0 | Sandy Hjalmarson
BLDC-025463-2023 | 938 Calle Santa Cruz Encinitas, CA 92024 | Building (Non-Residential) | Finaled | 2024-02-27 | 612 | PATIO COVER WITH FIREPLACE | Temporary or Accessory Structure | 2023-04-14 | 2024-07-11 | 11176 |  | Olivenhain | 2025-01-07 | 2024-07-11 | 0 | Sandy Hjalmarson
BLDR-028918-2023 | 604 Sereno View Rd Encinitas, CA 92024 | Building (Residential) | Finaled | 2024-02-27 | 497 | NEW CONSTRUCTION ADU: 497 SQ FT DETACHED ADU ELECTRIC: Connect new ADU sub panel to existing main house service. GAS: N/A - All Electric | Accessory Dwelling Unit | 2023-11-22 | 2024-12-02 | 75000 |  | Olivenhain | 2025-06-02 | 2024-12-02 | 0 | Esteban Cisneros
BLDR-028790-2023 | 308 Chapalita Dr Encinitas, CA 92024 | Building (Residential) | Finaled | 2024-02-27 | 72 | retaining wall per city of Encinitas BLD 126 | Retaining Wall | 2023-11-13 | 2024-04-03 | 15000 |  | Inside City | 2024-09-30 | 2024-04-02 | 0 | Sandy Hjalmarson
BLDR-014113-2021 | 633 Sparta Dr Encinitas, CA 92024 | Building (Residential) | Issued | 2024-02-27 | 1160 | Multiple Permits: ADU (BLDR-014112-2021) & Guest House (BLDR-01413-2021)with attached garage. NEW TWO STORY RESIDENTIAL ACCESSORY BUILDING. THE FIRST FLOOR WILL BE A PARTIALLY BELOW GRADE GARAGE AND GUEST HOUSE. THE SECOND STORY WILL BE AN ACCESSORY DWELLING UNIT. | Temporary or Accessory Structure | 2021-01-21 |  | 73600 |  | Leucadia | 2025-03-26 | 2024-09-27 | 0 | Esteban Cisneros
BLDR-014112-2021 | 635 Sparta Dr Encinitas, CA 92024 | Building (Residential) | Issued | 2024-02-27 | 1040 | Multiple Permits: ADU & Guest House (BLDR-01413-2021)with attached garage. NEW TWO STORY RESIDENTIAL ACCESSORY. Associated grading plan LDEV-014239-2021. THE FIRST FLOOR WILL BE A PARTIALLY BELOW GRADE GARAGE AND GUEST HOUSE. THE SECOND STORY WILL BE AN ACCESSORY DWELLING UNIT. | Accessory Dwelling Unit | 2021-01-21 |  | 95680 |  | Leucadia | 2025-01-27 | 2024-07-31 | 0 | Esteban Cisneros
MEPC-030048-2024 | 155 Quail Gardens Dr Encinitas, CA 92024 | MEP (Non-Residential) | Ready To Issue | 2024-02-27 | 0 | Roof Mount PV Install 250.02 KW 463 Modules / 117 Inverters | Energy Efficiency | 2024-02-20 |  | 50000 |  | Old Encinitas | 2025-02-26 |  | 159.6 | Esteban Cisneros
BLDR-028360-2023 | 1660 Leora Ln Encinitas, CA 92024 | Building (Residential) | Issued | 2024-02-27 | 2582 | 400 SF ADDITION & INTERIOR REMODEL OF EXISTING SFR. NEW WINDOWS & DOORS ARE PORPOSED, RE-DECKING THE FRONT TERRACE AND NEW OVERALL COSMETIC. | Addition | 2023-10-12 |  | 99000 |  | Leucadia | 2025-07-01 | 2025-01-02 | 0 | Esteban Cisneros
MEPR-030119-2024 | 177 Phoebe St Encinitas, CA 92024 | MEP (Residential) | Finaled | 2024-02-28 | 0 | EMERGENCY gas Line repair | Alteration & Repair | 2024-02-23 | 2024-03-04 | 1800 |  | Leucadia | 2024-09-03 | 2024-03-04 | 0 | Sandy Hjalmarson
MEPR-030132-2024 | 813 Third St Encinitas, CA 92024 | MEP (Residential) | Finaled | 2024-02-28 | 0 | 6 MODULES - SYSTEM SIZE STC (2.430 kW DC / 2.094 kW AC) ? (6) HANWHA Q CELLS Q.PEAK DUO BLK ML-G10+ 405 MODULES ? (6) ENPHASE ENERGY INC. IQ8A-72-2-US 240V MICROINVERTERS | Energy Efficiency | 2024-02-26 | 2024-05-08 | 7000 |  | Old Encinitas | 2024-11-04 | 2024-05-08 | 0 | Sandy Hjalmarson
BLDR-024746-2023 | 610 Arden Dr Encinitas, CA 92024 | Building (Residential) | Issued | 2024-02-28 | 472 | ADDITIONS TO, AND REMODELING OF, AN EXISTING ONE STORY SINGLE FAMILY RESIDENCE. | Addition | 2023-03-09 |  | 89600 |  | Old Encinitas | 2025-04-16 | 2024-10-18 | 0 | Esteban Cisneros
MEPR-030131-2024 | 906 Olive Crest Dr Encinitas, CA 92024 | MEP (Residential) | Expired | 2024-02-28 | 0 | INSTALL TANKLESS WATER HEATER - GARAGE | Water Heater | 2024-02-26 |  | 8500 |  | Olivenhain | 2024-10-07 | 2024-04-10 | 0 | Esteban Cisneros
MEPR-030123-2024 | 1726 Red Barn Rd Encinitas, CA 92024 | MEP (Residential) | Expired | 2024-02-28 | 0 | Upgrade existing main meter panel for a new 125-amps. | New Installation | 2024-02-25 |  | 3000 |  | New Encinitas | 2024-08-27 | 2024-02-29 | 0 | Nicole Spradlin
MEPR-030042-2024 | 1631 Glasgow Ave Cardiff-by-the-Sea, CA 92007 | MEP (Residential) | Expired | 2024-02-28 | 0 | New tankless water heater outside closet | Water Heater | 2024-02-20 |  | 11000 |  | Cardiff-By-The-Sea | 2024-11-04 | 2024-05-06 | 0 | Esteban Cisneros
MEPR-030041-2024 | 817 Third St Encinitas, CA 92024 | MEP (Residential) | Finaled | 2024-02-28 | 0 | Install 4 solar panels 405 watt and 4 micro inverters | Energy Efficiency | 2024-02-20 | 2024-05-08 | 5000 |  | Old Encinitas | 2024-11-04 | 2024-05-08 | 0 | Sandy Hjalmarson
MEPR-030031-2024 | 724 Snapdragon St Encinitas, CA 92024 | MEP (Residential) | Expired | 2024-02-28 | 0 | Install 4.4kW roof PV system with 11 modules over 219 sqft. | Energy Efficiency | 2024-02-19 |  | 19860 |  | Old Encinitas | 2024-09-30 | 2024-04-01 | 0 | Esteban Cisneros
MEPR-030020-2024 | 954 Capri Rd Encinitas, CA 92024 | MEP (Residential) | Issued | 2024-02-29 | 0 | Locate the new 200 amp meter panel at existing location. | Service Change | 2024-02-16 |  | 3230 |  | Leucadia | 2025-02-28 |  | 0 | Esteban Cisneros
BLDR-029394-2024 | 1246 Eolus Ave Encinitas, CA 92024 | Building (Residential) | Finaled | 2024-02-29 | 828 | pool & spa 828 sf , 3.5 x 8' deep | Pool | 2024-01-04 | 2024-09-10 | 160000 |  | Inside City | 2025-03-10 | 2024-09-09 | 0 | Nicole Spradlin
BLDR-030063-2024 | 2121 Park Dale Ln Encinitas, CA 92024 | Building (Residential) | Finaled | 2024-02-29 | 1587 | FULL Re-Roof Composition Shingle Remove and Replace, 16 Sqrs | ReRoof | 2024-02-21 | 2024-07-23 | 25102 |  | Inside City | 2025-01-21 | 2024-07-23 | 0 | Sandy Hjalmarson
BLDR-024710-2023 | 378 Neptune Ave Encinitas, CA 92024 | Building (Residential) | Issued | 2024-02-29 | 60 | Remove BBQ structure, APN 256-282-13 | Demolition | 2023-03-07 |  | 50 |  | Old Encinitas | 2025-02-28 |  | 0 | Esteban Cisneros
MEPR-030105-2024 | 2351 Manchester Ave Cardiff-by-the-Sea, CA 92007 | MEP (Residential) | Finaled | 2024-02-29 | 0 | Install 5.2kW roof PV system with 13 modules over 259 sqft. | Energy Efficiency | 2024-02-23 | 2024-04-01 | 18960 |  | Cardiff-By-The-Sea | 2024-09-30 | 2024-04-01 | 0 | Sandy Hjalmarson
BLDR-029280-2023 | 271 Turner Ave Encinitas, CA 92024 | Building (Residential) | Finaled | 2024-02-29 | 437 | Addition of new in ground pool and spa. | Pool | 2023-12-20 | 2024-05-30 | 75000 |  | New Encinitas | 2024-11-26 | 2024-05-30 | 0 | Sandy Hjalmarson
MEPR-030109-2024 | 46 E F St Encinitas, CA 92024 | MEP (Residential) | Expired | 2024-02-29 | 0 | install new ductless mini split | New Installation | 2024-02-23 |  | 0 |  | Old Encinitas | 2024-10-14 | 2024-04-17 | 0 | Esteban Cisneros
MEPR-030106-2024 | 334 Avenida De Los Claveles Encinitas, CA 92024 | MEP (Residential) | Expired | 2024-02-29 | 0 | REPLACE HEAT PUMP AND FURNACE | Alteration & Repair | 2024-02-23 |  | 0 |  | New Encinitas | 2024-08-28 | 2024-03-01 | 0 | Nicole Spradlin
BLDR-027225-2023 | 441 Alviso Way Unit: A Encinitas, CA 92024 | Building (Residential) | Finaled | 2024-02-29 | 809 | Proposed 604 sq addition to existing 500 sq ft ADU and new 205 sq ft covered Patio | Addition | 2023-07-27 | 2024-12-13 | 126000 | Saxton ADU | Old Encinitas | 2025-06-11 | 2024-12-13 | 0 | Esteban Cisneros
MEPC-030032-2024 | 1410 N Coast Highway 101 Unit: B Encinitas, CA 92024 | MEP (Non-Residential) | Finaled | 2024-02-29 | 0 | We would like to install a sink and glass washer in Suite B under our counter. This requires moving the waste drain, which is currently near the front door, to the back corner of the suite and connecting the hot/cold water line, currently above the front door, to the same area. Sink and glass washer are to be installed next to each other. I have been told by the General Contractor who did the renovation of this building that this is a simple task that shouldn't take more than a few days. | Alteration & Repair | 2024-02-19 | 2024-10-17 | 3500 | Caves Wine Shop ABC License | Leucadia | 2025-04-14 | 2024-10-16 | 0 | Esteban Cisneros
MEPR-030207-2024 | 1848 Avenida Flores Encinitas, CA 92024 | MEP (Residential) | Finaled | 2024-03-04 | 0 | Panel upgrade to 200 AMP | Service Change | 2024-03-04 | 2024-03-05 | 0 |  | New Encinitas | 2024-09-03 | 2024-03-05 | 0 | Sandy Hjalmarson
BLDR-030167-2024 | 367 Hillcrest Dr Encinitas, CA 92024 | Building (Residential) | Expired | 2024-03-04 | 2800 | 28sq shingle roof replacement | ReRoof | 2024-02-28 |  | 20000 |  | Leucadia | 2024-09-03 | 2024-03-06 | 0 | Nicole Spradlin
MEPR-030170-2024 | 1539 Vanessa Cir Encinitas, CA 92024 | MEP (Residential) | Finaled | 2024-03-04 | 0 | REPLACE 5-ton A/C - LEFT SIDE YARD, REPLACE FAU (90k BTUs) - ATTIC | Alteration & Repair | 2024-02-28 | 2024-03-12 | 12750 |  | New Encinitas | 2024-09-09 | 2024-03-12 | 0 | Sandy Hjalmarson
BLDR-027731-2023 | 573 Hygeia Ave Unit: C Encinitas, CA 92024 | Building (Residential) | Issued | 2024-03-04 | 142 | Exterior deck enlargement Bay removal and new door | Alteration & Repair | 2023-09-04 |  | 25000 |  | Leucadia | 2025-03-04 |  | 0 | Esteban Cisneros
MEPR-029968-2024 | 215 La Costa Ave Encinitas, CA 92024 | MEP (Residential) | Finaled | 2024-03-04 | 0 | Replace Existing Gas Meter with Larger Meter | Alteration & Repair | 2024-02-13 | 2024-04-11 | 0 |  | Leucadia | 2024-10-08 | 2024-04-11 | 0 | Sandy Hjalmarson
BLDR-026110-2023 | 2214 Edinburg Ave Cardiff-by-the-Sea, CA 92007 | Building (Residential) | Finaled | 2024-03-04 | 551 | PROPOSED REMODEL AND CONVERSION OF EXISTING BASEMENT SPACE INTO NEW ADU UNIT, UNDER EXISTING TWO-STORY DUPLEX. ADU TO INCLUDE 462 SF DECK. | Accessory Dwelling Unit | 2023-05-16 | 2024-05-07 | 37468 | 2214 Edinburg ADU | Cardiff-By-The-Sea | 2024-11-04 | 2024-05-07 | 0 | Sandy Hjalmarson
MEPR-030103-2024 | 1145 Woodlake Dr Cardiff-by-the-Sea, CA 92007 | MEP (Residential) | Finaled | 2024-03-04 | 0 | Install 6.0kW roof PV system with 15 modules over 299 sqft. | Energy Efficiency | 2024-02-23 | 2024-07-08 | 24100 |  | Cardiff-By-The-Sea | 2025-01-06 | 2024-07-08 | 0 | Sandy Hjalmarson
BLDR-028951-2023 | 2937 Cape Sebastian Pl Encinitas, CA 92007 | Building (Residential) | Issued | 2024-03-04 | 1150 | relocate second floor bath light switch. Remove bedroom closet doors. Enlarge opening between kitchen and living room, remove fin wall. Remove existing pocket door. Remove existing exterior sliding glass doors and wall between doors. Install new sliding glass doors. | Alteration & Repair | 2023-11-27 |  | 20000 |  | Inside City | 2025-03-17 | 2024-09-18 | 0 | Esteban Cisneros
MEPR-030179-2024 | 548 Shasta Dr Encinitas, CA 92024 | MEP (Residential) | Issued | 2024-03-04 | 0 | INSTALL TANKLESS WATER HEATER - GARAGE | Water Heater | 2024-02-29 |  | 7763 |  | Leucadia | 2025-03-04 |  | 0 | Esteban Cisneros
MEPR-030006-2024 | 735 Orpheus Ave Encinitas, CA 92024 | MEP (Residential) | Finaled | 2024-03-04 | 0 | Roof Mount PV Install 6.56 KW 16 Modules / Inverters | Energy Efficiency | 2024-02-15 | 2024-05-09 | 22300 |  | Leucadia | 2024-11-05 | 2024-05-09 | 0 | Sandy Hjalmarson
BLDR-030189-2024 | 2127 Edinburg Ave Cardiff-by-the-Sea, CA 92007 | Building (Residential) | Issued | 2024-03-04 | 1600 | Full Home Roof comp Shingle. 16 squares. replacement underlayment paper . | ReRoof | 2024-03-01 |  | 15000 |  | Cardiff-By-The-Sea | 2025-03-04 |  | 0 | Esteban Cisneros
MEPR-029621-2024 | 814 Capri Rd Encinitas, CA 92024 | MEP (Residential) | Finaled | 2024-03-04 | 0 | battery | Alteration & Repair | 2024-01-18 | 2024-03-04 | 0 |  | Leucadia | 2024-09-03 | 2024-03-04 | 0 | Sandy Hjalmarson
MEPR-030163-2024 | 584 Hygeia Ave Encinitas, CA 92024 | MEP (Residential) | Issued | 2024-03-04 | 0 | Solar Panels on roof | Energy Efficiency | 2024-02-28 |  | 10000 |  | Leucadia | 2025-04-22 | 2024-10-24 | 0 | Esteban Cisneros
MEPR-030047-2024 | 341 Orwell Ln Encinitas, CA 92024 | MEP (Residential) | Finaled | 2024-03-04 | 0 | 1. move existing mini split unit 2. re-route hot & cold water pipes from slab through attic 3. Relocate electrical panel from inside closet to safer place on hallway wall | Alteration & Repair | 2024-02-20 | 2024-07-10 | 15000 |  | New Encinitas | 2025-01-06 | 2024-07-10 | 0 | Sandy Hjalmarson
SIGN-029957-2024 | 211 N El Camino Real Encinitas, CA 92024 | Sign | Expired | 2024-03-04 | 161.56 | Installation of 1 backlit channel letter wall sign, replacement of pylon faces | Permanent | 2024-02-12 |  | 3150 |  | New Encinitas | 2024-08-31 |  | 0 | Nicole Spradlin
BLDC-026335-2023 | 1821 S El Camino Real Encinitas, CA 92024 | Building (Non-Residential) | Finaled | 2024-03-04 | 4400 | Scope of Work: Replacement of existing fixed seating with new seating in existing place of worship to allow added wheel chair and ambulatory seating. The result is a net reduction in seating capacity. Removal of casework to improve accessibility. | Tenant Improvement | 2023-05-31 | 2024-07-16 | 31000 |  | New Encinitas | 2025-01-13 | 2024-07-16 | 0 | Sandy Hjalmarson
MEPR-030203-2024 | 248 Village Green Rd Encinitas, CA 92024 | MEP (Residential) | Expired | 2024-03-04 | 0 | Replace Water Heater, Like-for-like, Inside Garage | Water Heater | 2024-03-04 |  | 0 |  | New Encinitas | 2024-09-30 | 2024-04-03 | 0 | Esteban Cisneros
BLDR-026845-2023 | 318 Hana Ct Encinitas, CA 92024 | Building (Residential) | Issued | 2024-03-04 | 546 | 2 bd 1.5 bath | Addition | 2023-06-28 |  | 75000 |  | Leucadia | 2025-06-25 | 2024-12-27 | 0 | Esteban Cisneros
MEPR-030181-2024 | 495 Ocean View Ave Encinitas, CA 92024 | MEP (Residential) | Finaled | 2024-03-05 | 0 | Change from overhead electrical service to underground | Service Change | 2024-02-29 | 2024-05-01 | 0 |  | Old Encinitas | 2025-03-05 |  | 0 | Sandy Hjalmarson
BLDR-029685-2024 | 215 W K St Encinitas, CA 92024 | Building (Residential) | Finaled | 2024-03-05 | 1700 | Re Roof building with torch down Dibiten Product. | ReRoof | 2024-01-23 | 2024-06-27 | 31000 |  | Old Encinitas | 2024-12-23 | 2024-06-26 | 0 | Sandy Hjalmarson
MEPR-030165-2024 | 314 Delage Dr Encinitas, CA 92024 | MEP (Residential) | Issued | 2024-03-05 | 0 | (1) 70k btu furnace changeout in garage | Alteration & Repair | 2024-02-28 |  | 8588.32 |  | New Encinitas | 2025-03-05 |  | 0 | Esteban Cisneros
BLDR-030215-2024 | 1426 Avenida La Posta Encinitas, CA 92024 | Building (Residential) | Finaled | 2024-03-05 | 2600 | Lift & Relay - Remove existing tile, set aside for re-use. Install new underlayment. Re-install existing tile | ReRoof | 2024-03-04 | 2024-07-12 | 20000 |  | Inside City | 2025-01-02 | 2024-07-02 | 0 | Sandy Hjalmarson
MEPR-030125-2024 | 1233 Village View Rd Encinitas, CA 92024 | MEP (Residential) | Finaled | 2024-03-05 | 0 | 225A MPU FOR MEPR-030124-2024 | Alteration & Repair | 2024-02-26 | 2024-06-21 | 0 |  | New Encinitas | 2024-12-18 | 2024-06-21 | 0 | Sandy Hjalmarson
BLDR-027562-2023 | 135 Third St Encinitas, CA 92024 | Building (Residential) | Finaled | 2024-03-05 | 10.8 | Adding closet | Alteration & Repair | 2023-08-21 | 2024-04-25 | 250 |  | Old Encinitas | 2024-10-22 | 2024-04-25 | 0 | Sandy Hjalmarson
MEPR-030140-2024 | 1124 Nardo Rd Encinitas, CA 92024 | MEP (Residential) | Finaled | 2024-03-05 | 0 | Energy Storage, 7.6kW, (1) Tesla Powerwall + | New Installation | 2024-02-27 | 2024-04-30 | 13500 |  | Inside City | 2024-10-28 | 2024-04-30 | 0 | Sandy Hjalmarson
BLDR-030230-2024 | 1335 Neptune Ave Encinitas, CA 92024 | Building (Residential) | Finaled | 2024-03-05 | 2931 | Asphalt shingle reroof. Removal of existing asphalt shingle roof and installation of new asphalt shingle roof. | ReRoof | 2024-03-05 | 2024-05-31 | 22440 |  | Leucadia | 2024-11-27 | 2024-05-31 | 0 | Sandy Hjalmarson
MEPR-029960-2024 | 1735 Burgundy Rd Encinitas, 92024 | MEP (Residential) | Issued | 2024-03-05 | 0 | Install the new 400 amp meter panel at the existing location over existing conduit and service conductors. Customer to install the new panel to meet the location of the existing landing lugs. The existing conduit and conductors are adequate for a maximum of 400 amp main or less, if the customer installs greater than a 400 amp main, the customer will be required to trench from the meter panel to the power source and install the required 4" DB conduit. | Alteration & Repair | 2024-02-13 |  | 0 |  | Inside City | 2025-03-05 |  | 0 | Esteban Cisneros
MEPR-030144-2024 | 1217 Caminito Carolina Encinitas, CA 92024 | MEP (Residential) | Issued | 2024-03-05 | 0 | 400A PANEL UPGRADE | Service Change | 2024-02-27 |  | 0 |  | Olivenhain | 2025-01-14 | 2024-07-18 | 0 | Esteban Cisneros
BLDR-016985-2021 | 854 Capri Rd Encinitas, CA 92024 | Building (Residential) | Finaled | 2024-03-05 | 499 | CONVERT THE EXISTING ONE STORY RECREATION ROOM INTO AN ACCESSORY DWELLING UNIT (ADU). THE EXISTING RECREATION ROOM CONTAINS A GREAT ROOM, KITCHEN, BEDROOM AND BATH. ONE STORY ADDITION TO ADD AN INDOOR LAUNDRY ROOM, BEDROOM AND BATH. EXTERIOR AND INTERIOR REMODELING TO UPGRADE THE ADU TO CONTEMPORARY STANDARDS. SITE DRAINAGE IMPROVEMENTS ARE A PART OF THE PROJECT. | Accessory Dwelling Unit | 2021-09-21 | 2024-09-12 | 192100 |  | Leucadia | 2025-03-03 | 2024-09-12 | 0 | Nicole Spradlin
MEPR-030164-2024 | 1271 Loch Lomond Dr Cardiff-by-the-Sea, CA 92007 | MEP (Residential) | Issued | 2024-03-05 | 0 | REPLACE FAU (70k BTU'S) - CLOSET | Alteration & Repair | 2024-02-28 |  | 6479.97 |  | Cardiff-By-The-Sea | 2025-01-13 | 2024-07-16 | 0 | Esteban Cisneros
BLDR-028772-2023 | 3202 Country Rose Cir Encinitas, CA 92024 | Building (Residential) | Finaled | 2024-03-05 | 994 | Connect New ADU Sub panel to existing main house service. 994 sq ft detached ADU | Accessory Dwelling Unit | 2023-11-10 | 2024-10-29 | 149100 |  | Olivenhain | 2025-04-28 | 2024-10-29 | 0 | Esteban Cisneros
MEPR-029956-2024 | 1315 Justin Rd Cardiff-by-the-Sea, CA 92007 | MEP (Residential) | Expired | 2024-03-05 | 0 | ELECTRIC PANEL UPGRADE - 100AMP | Alteration & Repair | 2024-02-12 |  | 0 |  | Cardiff-By-The-Sea | 2024-10-14 | 2024-04-17 | 0 | Esteban Cisneros
MEPR-030220-2024 | 227 Fraxinella St Encinitas, CA 92024 | MEP (Residential) | Finaled | 2024-03-05 | 0 | Heat Pump Replacement | Alteration & Repair | 2024-03-05 | 2024-11-14 | 8700 |  | Old Encinitas | 2025-05-13 | 2024-11-14 | 0 | Esteban Cisneros
MEPR-030178-2024 | 3457 Bumann Rd Encinitas, CA 92024 | MEP (Residential) | Expired | 2024-03-05 | 0 | 400A service panel upgrade | Service Change | 2024-02-29 |  | 0 |  | Olivenhain | 2024-09-30 | 2024-04-01 | 0 | Esteban Cisneros
MEPR-030150-2024 | 1730 Aldersgate Rd Encinitas, CA 92024 | MEP (Residential) | Finaled | 2024-03-06 | 0 | FURNACE CHANGE OUT WITH AC ADD ON (CUT IN), WITH DUCTWORK (1 SUPPLY AND 1 RETURN), 3 TON, 14 SEER, 60,000 BTU, RELOCATE FURNACE UNDER PATIO, INSTALL AC UNDER PATIO | New Installation | 2024-02-27 | 2024-04-18 | 18775 |  | Inside City | 2024-10-15 | 2024-04-18 | 0 | Sandy Hjalmarson
BLDR-027181-2023 | 1326 Berryman Canyon Encinitas, CA 92024 | Building (Residential) | Finaled | 2024-03-06 | 474 | REMODELING OF AN EXISTING RESIDENCE TO CREATE AN ATTACHED JUNIOR ACCESSORY DWELLIN UNIT (JRADU). THE EXISTING FAMILY ROOM WILL BECOME A JRADU AND WILL CONTAIN A GREAT ROOM, A BEDROOM WITH A SMALL CLOSET, KITCHENETTE, LAUNDRY CLOSET AND BATHROOM. WINDOWS AND AN ENTRY DOOR WILL BE ADDED. AN INTERIOR DIVIDING WALL WILL BE ADDED TO SEPERATE THE JRADU FORM THE MAIN RESIDENCE. THE EXTERIOR JR ADU FACADE WILL BLEND WITH THE MAIN RESIDENCE. | Accessory Dwelling Unit | 2023-07-25 | 2024-07-26 | 47400 |  | New Encinitas | 2025-01-27 | 2024-07-29 | 0 | Sandy Hjalmarson
MEPR-030070-2024 | 1026 Glen Arbor Dr Encinitas, CA 92024 | MEP (Residential) | Finaled | 2024-03-06 | 0 | Energy storage system installation with PV system (separate permit) 1 tesla 13.5 kWH | New Installation | 2024-02-21 | 2024-04-29 | 0 |  | New Encinitas | 2024-10-28 | 2024-04-29 | 0 | Sandy Hjalmarson
MEPR-030172-2024 | 1136 Monterey Pl Encinitas, CA 92024 | MEP (Residential) | Finaled | 2024-03-06 | 0 | Heat pump and furnace replacement | Alteration & Repair | 2024-02-29 | 2024-03-25 | 0 |  | New Encinitas | 2024-09-23 | 2024-03-25 | 0 | Sandy Hjalmarson
MEPR-030216-2024 | 1181 Arden Dr Encinitas, CA 92024 | MEP (Residential) | Finaled | 2024-03-06 | 0 | Electrical Service and Main Service Panel Upgrade | Service Change | 2024-03-04 | 2024-04-01 | 0 |  | Old Encinitas | 2024-09-25 | 2024-03-29 | 0 | Sandy Hjalmarson
BLDR-015394-2021 | 724 Del Rio Ave Encinitas, CA 92024 | Building (Residential) | Issued | 2024-03-06 | 959 | REMODEL AND ADDTION TO SINGLE FAMILY RESIDENCE | Addition | 2021-05-04 |  | 560000 |  | Leucadia | 2025-04-28 | 2024-10-29 | 0 | Esteban Cisneros
BLDR-027961-2023 | 1621 Valleda Ln Encinitas, CA 92024 | Building (Residential) | Expired | 2024-03-06 | 486 | two new patio covers | Temporary or Accessory Structure | 2023-09-18 |  | 12000 |  | New Encinitas | 2024-11-12 | 2024-05-16 | 0 | Esteban Cisneros
MEPR-030159-2024 | 864 Summersong Ct Encinitas, CA 92024 | MEP (Residential) | Expired | 2024-03-06 | 0 | install 200A meter panel at existing location over existing conduit & service conductors | Alteration & Repair | 2024-02-28 |  | 0 |  | New Encinitas | 2024-11-25 | 2024-05-29 | 0 | Esteban Cisneros
BLDR-022085-2022 | 278 Fraxinella St Encinitas, CA 92024 | Building (Residential) | Issued | 2024-03-06 | 594 | 2-STORY ADDITION OF BEDROOMS 3 &4 (297 SQ.FT EACH), INTERIOR REMODEL TO RELOATE EXISTING BEDROOMS & LIVING ROOM, NEW PATIO TRELLIS | Addition | 2022-09-08 |  | 51600 |  | Old Encinitas | 2025-02-10 | 2024-08-12 | 0 | Esteban Cisneros
BLDC-027763-2023 | 113 N El Camino Real Unit: A Encinitas, CA 92024 | Building (Non-Residential) | Finaled | 2024-03-06 | 4001 | THIS PROJECT IS A RETROFIT OF AN EXISTING TENANT FIT-OUT OF APPROXIMATELY 4,001 SF. WORK INCLUDES, NEW AND RELOCATED SALES FLOOR FIXTURES, FLOOR FINISH REPLACEMENT AND MINOR ELECTRICAL WORK, EXISTING STOREFRONT TO REMAIN AS IS. | Alteration & Repair | 2023-09-06 | 2024-08-09 | 15000 |  | New Encinitas | 2024-10-07 | 2024-04-09 | 0 | Nicole Spradlin
MEPR-030228-2024 | 1520 Rancho Encinitas Dr Encinitas, CA 92024 | MEP (Residential) | Expired | 2024-03-06 | 0 | Locate NEW 100-amp temporary meter pole/pedestal within 50 feet of HANDHOLE #SH431150. | Temporary Power Pole | 2024-03-05 |  | 0 |  | Olivenhain | 2024-09-04 | 2024-03-08 | 0 | Nicole Spradlin
BLDR-026894-2023 | 765 Stratford Dr Encinitas, CA 92024 | Building (Residential) | Issued | 2024-03-06 | 547 | NEW SECOND FLOOR ADDITION TO AN EXISTING SINGLE-STORY DETACHED SINGLE FAMILY RESIDENCE WITH MINOR INTERIOR RENOVATIONS TO FIRST FLOOR | Addition | 2023-06-30 |  | 175000 |  | Old Encinitas | 2025-06-23 | 2024-12-23 | 0 | Esteban Cisneros
MEPR-030193-2024 | 2312 9th St Encinitas, CA 92024 | MEP (Residential) | Finaled | 2024-03-07 | 0 | Replace Furnace 80%AFUE | Alteration & Repair | 2024-03-01 | 2024-04-11 | 13778 |  | Olivenhain | 2024-10-08 | 2024-04-11 | 0 | Sandy Hjalmarson
BLDR-020637-2022 | 1136 Molara Ln Encinitas, CA 92024 | Building (Residential) | Finaled | 2024-03-07 | 1626 | Phase 005 : Cottage Carriage : Model Plan 4AR - Carriage | New Construction | 2022-05-20 | 2024-12-19 | 239849 | Fox Point Farms - Parent Project | Leucadia | 2025-06-17 | 2024-12-19 | 0 | Esteban Cisneros
BLDR-020636-2022 | 1130 Molara Ln Encinitas, CA 92024 | Building (Residential) | Finaled | 2024-03-07 | 1626 | Phase 005 : Cottage Carriage : Model Plan 5AR - Cottage | New Construction | 2022-05-20 | 2024-12-19 | 321838 | Fox Point Farms - Parent Project | Leucadia | 2025-06-17 | 2024-12-19 | 0 | Esteban Cisneros
BLDR-020635-2022 | 1126 Molara Ln Encinitas, CA 92024 | Building (Residential) | Finaled | 2024-03-07 | 1626 | Phase 005 : Cottage Carriage : Model Plan 4B - Carriage | New Construction | 2022-05-20 | 2024-12-19 | 253510 | Fox Point Farms - Parent Project | Leucadia | 2025-06-17 | 2024-12-19 | 0 | Esteban Cisneros
BLDR-020632-2022 | 1116 Molara Ln Encinitas, CA 92024 | Building (Residential) | Finaled | 2024-03-07 | 1626 | Phase 005 : Cottage Carriage : Model Plan 4cr - Carriage | New Construction | 2022-05-20 | 2024-12-23 | 244776 | Fox Point Farms - Parent Project | Leucadia | 2025-06-23 | 2024-12-23 | 0 | Esteban Cisneros
BLDR-020596-2022 | 1106 Molara Ln Encinitas, CA 92024 | Building (Residential) | Finaled | 2024-03-07 | 709 | Phase 005 : Cottage Carriage : Model Plan 4A - Carriage | New Construction | 2022-05-18 | 2024-12-23 | 239849 | Fox Point Farms - Parent Project | Leucadia | 2025-06-23 | 2024-12-23 | 0 | Esteban Cisneros
BLDR-020631-2022 | 1110 Molara Ln Encinitas, CA 92024 | Building (Residential) | Finaled | 2024-03-07 | 1626 | Phase 005 : Cottage Carriage : Model Plan 5CR - Cottage | New Construction | 2022-05-20 | 2024-12-23 | 328953 | Fox Point Farms - Parent Project | Leucadia | 2025-06-23 | 2024-12-23 | 0 | Esteban Cisneros
BLDR-029023-2023 | 1120 Molara Ln Encinitas, CA 92024 | Building (Residential) | Finaled | 2024-03-07 | 1626 | Phase 005 : Cottage Carriage : Model Plan 5B | New Construction | 2023-12-01 | 2024-12-19 | 341950 | Fox Point Farms - Parent Project | Leucadia | 2025-06-17 | 2024-12-19 | 0 | Esteban Cisneros
BLDR-029024-2023 | 1100 Molara Ln Encinitas, CA 92024 | Building (Residential) | Finaled | 2024-03-07 | 1626 | Phase 005 : Cottage Carriage : Model Plan 5A | New Construction | 2023-12-01 | 2024-12-23 | 321838 | Fox Point Farms - Parent Project | Leucadia | 2025-06-18 | 2024-12-20 | 0 | Esteban Cisneros
BLDR-022943-2022 | 542 S Willowspring Dr Encinitas, CA 92024 | Building (Residential) | Issued | 2024-03-07 | 756 | Detached A.D.U. | Accessory Dwelling Unit | 2022-11-14 |  | 113400 |  | New Encinitas | 2025-06-09 | 2024-12-09 | 0 | Esteban Cisneros
MEPR-030158-2024 | 30 Mcneill Ave Encinitas, CA 92024 | MEP (Residential) | Expired | 2024-03-08 | 0 | Replace water heater, like for like, inside of garage. | Water Heater | 2024-02-28 |  | 0 |  | Old Encinitas | 2024-09-16 | 2024-03-18 | 0 | Esteban Cisneros
MEPR-030243-2024 | 1712 Greentree Rd Encinitas, CA 92024 | MEP (Residential) | Finaled | 2024-03-08 | 0 | ADD TO EXISTING SYSTEM Residential roof mount solar PV 3.85KW 10 modules 1 inverter 2 batteries | Energy Efficiency | 2024-03-06 | 2024-09-25 | 10000 |  | New Encinitas | 2025-03-24 | 2024-09-25 | 0 | Esteban Cisneros
MEPR-029925-2024 | 1584 Caudor St Encinitas, CA 92024 | MEP (Residential) | Finaled | 2024-03-08 | 0 | Old electrical service panel will be removed and replaced with a new panel. | Service Change | 2024-02-09 | 2024-04-24 | 500 |  | Leucadia | 2024-09-30 | 2024-04-03 | 0 | Sandy Hjalmarson
MEPR-030244-2024 | 1712 Greentree Rd Encinitas, CA 92024 | MEP (Residential) | Issued | 2024-03-08 | 0 | ENERGY STORAGE SYSTEM: (2) TESLA: POWERWALL, 13.5KWh, 5KW INVERTER OUTPUT, LITHIUM-ION BATTERY (WEIGHT: 251.3LB EACH) | Alteration & Repair | 2024-03-06 |  | 3000 |  | New Encinitas | 2025-03-24 | 2024-09-25 | 0 | Esteban Cisneros
BLDR-025179-2023 | 134 E Jason St Encinitas, CA 92024 | Building (Residential) | Finaled | 2024-03-11 | 597 | ADU Garage Conversion to 597 sq ft one-bed, one-bath dwelling unit with full kitchen | Accessory Dwelling Unit | 2023-03-31 | 2024-08-16 | 119400 |  | Leucadia | 2025-02-11 | 2024-08-15 | 0 | Nicole Spradlin
MEPR-030262-2024 | 2315 Newport Ave Cardiff-by-the-Sea, CA 92007 | MEP (Residential) | Finaled | 2024-03-11 | 0 | REPLACE FURNACE | Alteration & Repair | 2024-03-07 | 2024-03-28 | 0 |  | Cardiff-By-The-Sea | 2024-09-24 | 2024-03-28 | 0 | Sandy Hjalmarson
MEPR-030012-2024 | 2620 Lone Jack Rd Encinitas, CA 92024 | MEP (Residential) | Finaled | 2024-03-11 | 0 | New Enphase 5 kWh battery | New Installation | 2024-02-16 | 2024-03-18 | 0 |  | Olivenhain | 2024-09-16 | 2024-03-18 | 0 | Sandy Hjalmarson
MEPR-030186-2024 | 1833 Belle Grove Rd Encinitas, CA 92024 | MEP (Residential) | Finaled | 2024-03-11 | 0 | 1.5 ton heat pump condenser c/o like for like in back yard. 80k btus air handler c/o like for like in attic. | Alteration & Repair | 2024-03-01 | 2024-04-02 | 15148 |  | New Encinitas | 2024-09-30 | 2024-04-02 | 0 | Sandy Hjalmarson
MEPR-030236-2024 | 707 Olympus St Encinitas, CA 92024 | MEP (Residential) | Finaled | 2024-03-11 | 0 | BATTERY - 13.5 kWh ESS , 1 Tesla ESS Battery , 1 (N) TESLA BACKUP SWITCH , 1 Load center , 1 EDS | New Installation | 2024-03-06 | 2024-04-04 | 59110 |  | Leucadia | 2024-10-01 | 2024-04-04 | 0 | Sandy Hjalmarson
BLDR-029679-2024 | 2107 Meadowgreen Ct Encinitas, CA 92024 | Building (Residential) | Expired | 2024-03-11 | 263.73 | Replace 17 retrofit windows. No size changes. | Alteration & Repair | 2024-01-23 |  | 15049.25 |  | New Encinitas | 2024-10-08 | 2024-04-11 | 0 | Esteban Cisneros
MEPR-030065-2024 | 1124 Nardo Rd Encinitas, CA 92024 | MEP (Residential) | Finaled | 2024-03-12 | 0 | Roof- Top PV Installation, 9.32kW, (23) Solar Modules. Energy Storage, 7.6kW/13.5kWh, (1) Tesla Powerwall + (SEPARATE PERMITS REQUIRED FOR BATTERY/POWERWALL - NOT INCLUDED ON THIS PERMIT) | Energy Efficiency | 2024-02-21 | 2024-04-30 | 37950 |  | Old Encinitas | 2024-10-28 | 2024-04-29 | 0 | Sandy Hjalmarson
MEPR-030297-2024 | 1050 Oceanic Dr Encinitas, CA 92024 | MEP (Residential) | Expired | 2024-03-12 | 0 | new 200a service panel | Service Change | 2024-03-11 |  | 0 |  | Old Encinitas | 2024-09-09 | 2024-03-13 | 0 | Esteban Cisneros
MEPR-030277-2024 | 2337 11th St Encinitas, CA 92024 | MEP (Residential) | Finaled | 2024-03-12 | 0 | NEW 7.04DC kW(6.52AC kW) ROOF MOUNTED PHOTOVOLTAIC SYSTEM W/ 16 MODS AND 16 MICRO INV. | Energy Efficiency | 2024-03-08 | 2024-03-21 | 0 |  | Olivenhain | 2024-09-17 | 2024-03-21 | 0 | Sandy Hjalmarson
MEPR-030285-2024 | 1846 Hill Top Ln Encinitas, CA 92024 | MEP (Residential) | Issued | 2024-03-12 | 0 | Replace 3 ton furnace - like for like | Alteration & Repair | 2024-03-08 |  | 0 |  | New Encinitas | 2025-03-12 |  | 0 | Esteban Cisneros
BLDR-023896-2023 | 2387 Newport Ave Cardiff-by-the-Sea, CA 92007 | Building (Residential) | Issued | 2024-03-13 | 735 | Multiple Permits, New SFD (BLDR-023894-2023), ADU (BLDR-023895-2023), Garage A Building Permit for the construction of a new detached garage. An accessory dwelling unit will be built above the detached garage and both will be associated with a new single-family residence. | Temporary or Accessory Structure | 2023-01-17 |  | 147000 |  | Cardiff-By-The-Sea | 2025-03-10 | 2024-09-10 | 0 | Esteban Cisneros
MEPR-030308-2024 | 616 Crest Dr Encinitas, CA 92024 | MEP (Residential) | Finaled | 2024-03-13 | 0 | Whole House Repipe with Copper | Alteration & Repair | 2024-03-11 | 2024-03-22 | 0 |  | New Encinitas | 2024-09-18 | 2024-03-22 | 0 | Sandy Hjalmarson
SIGN-030043-2024 | 345 Saxony Rd Unit: 100 Encinitas, CA 92024 | Sign | Expired | 2024-03-13 | 32.67 | Qty 2-Fabricated -non-illuminated reverse pan channel letter sets | Permanent | 2024-02-20 |  | 6000 |  | Old Encinitas | 2024-09-09 |  | 0 | Esteban Cisneros
BLDR-022969-2022 | 1098 Hygeia Ave Encinitas, CA 92024 | Building (Residential) | Issued | 2024-03-13 | 299 | Construct a 299 SF addition to south end of residence with a 299 SF light storage basement. Relocate electrical meter panel. Construct exterior stairs and walkway on south side. | Addition | 2022-11-15 |  | 40185.6 |  | Leucadia | 2025-04-29 | 2024-10-31 | 0 | Esteban Cisneros
BLDR-023895-2023 | 2389 Newport Ave Cardiff-by-the-Sea, CA 92007 | Building (Residential) | Issued | 2024-03-13 | 621 | Multiple Permits, New SFD (BLDR-023894-2023), ADU, Garage (BLDR-023896-2023) Construction of a new accessory dwelling unit above the detached garage that is associated with a new single-family residence. | Accessory Dwelling Unit | 2023-01-17 |  | 186300 |  | Cardiff-By-The-Sea | 2025-06-03 | 2024-12-05 | 0 | Esteban Cisneros
BLDR-023894-2023 | 2387 Newport Ave Cardiff-by-the-Sea, CA 92007 | Building (Residential) | Issued | 2024-03-13 | 2715 | Multiple Permits: New SFD, ADU (BLDR-023895-2023), Garage (BLDR-023896-2023) A Building Permit for the construction of a new single-family residence with a detached garage and accessory dwelling unit above the detached garage. | New Construction | 2023-01-17 |  | 814500 |  | Cardiff-By-The-Sea | 2025-06-11 | 2024-12-13 | 0 | Esteban Cisneros
MEPR-030276-2024 | 754 Cole Ranch Rd Encinitas, CA 92024 | MEP (Residential) | Finaled | 2024-03-13 | 0 | Repipe, replace all incoming hot and cold-water lines with Uponor PEX piping. No existing water fixtures will be relocated, and no new water fixtures will be installed. A total of 16 existing water fixtures will be repiped approximately 350 lineal feet of piping will be installed at existing pipe locations. (Excludes mainline) | Alteration & Repair | 2024-03-08 | 2024-03-25 | 11836 |  | Olivenhain | 2024-09-18 | 2024-03-25 | 0 | Sandy Hjalmarson
MEPR-030284-2024 | 230 Seeman Dr Encinitas, CA 92024 | MEP (Residential) | Finaled | 2024-03-14 | 0 | REPLACE FAU (60k BTU'S) | Alteration & Repair | 2024-03-08 | 2024-03-25 | 8651.7 |  | Old Encinitas | 2024-09-23 | 2024-03-25 | 0 | Sandy Hjalmarson
MEPR-030242-2024 | 2506 Rosemary Ct Encinitas, CA 92024 | MEP (Residential) | Expired | 2024-03-14 | 0 | NEW Subpanel w/ all loads re-routed from main panel, as part of our solar install | Alteration & Repair | 2024-03-06 |  | 71028 |  | Olivenhain | 2024-09-16 | 2024-03-19 | 0 | Esteban Cisneros
BLDR-030229-2024 | 842 Doris Dr Encinitas, CA 92024 | Building (Residential) | Issued | 2024-03-14 | 597 | PROPOSED POOL/SPA AND PERVIOUS PAVERS | Pool | 2024-03-05 |  | 35000 |  | New Encinitas | 2025-05-20 | 2024-11-21 | 0 | Esteban Cisneros
MEPR-030204-2024 | 665 Requeza St Encinitas, CA 92024 | MEP (Residential) | Expired | 2024-03-14 | 0 | Electrical panel upgrade from Zinsco 100 amp panel to 200 amp panel for safety reasons. | Alteration & Repair | 2024-03-04 |  | 0 |  | Old Encinitas | 2024-12-16 | 2024-06-17 | 0 | Esteban Cisneros
MEPR-030235-2024 | 707 Olympus St Encinitas, CA 92024 | MEP (Residential) | Finaled | 2024-03-18 | 0 | SOLAR - 12.090 kW DC PV , 31 solar module , 1 Tesla Inverter . | Energy Efficiency | 2024-03-06 | 2024-04-04 | 59110 |  | Leucadia | 2024-09-30 | 2024-04-03 | 0 | Sandy Hjalmarson
MEPR-030245-2024 | 256 Rancho Santa Fe Rd Encinitas, CA 92024 | MEP (Residential) | Issued | 2024-03-18 | 0 | INSTALL NEW 6.400KW ROOF MOUNTED PV DC SYSTEM (16) MODULES (16) MICROINVERTERS ; [(3) BATTERIES UNDER SEPARATE PERMIT] (1) LOAD CENTER DE-RATE MAIN BREAKER TO 150 AMPS | Energy Efficiency | 2024-03-06 |  | 0 |  | Olivenhain | 2025-03-18 |  | 0 | Esteban Cisneros
MEPR-030324-2024 | 1640 Jerrilynn Pl Encinitas, CA 92024 | MEP (Residential) | Issued | 2024-03-18 | 0 | Removal and Re-Install of Existing PV System: 5.67 KW, 21 Panels, Inverter swapped from ABB to Tesla Inverter | Energy Efficiency | 2024-03-12 |  | 0 |  | New Encinitas | 2025-03-18 |  | 0 | Esteban Cisneros
MEPR-030321-2024 | 1603 Hawk View Dr Encinitas, CA 92024 | MEP (Residential) | Finaled | 2024-03-18 | 0 | INSTALL HEAT PUMP WATER HEATER W/ ELECTRICAL | Water Heater | 2024-03-12 | 2024-03-26 | 0 |  | Leucadia | 2024-09-23 | 2024-03-26 | 0 | Sandy Hjalmarson
MEPR-030342-2024 | 3686 Lone Dove Ln Encinitas, CA 92024 | MEP (Residential) | Finaled | 2024-03-18 | 0 | INSTALL HEAT PUMP WATER HEATER W/ ELECTRICAL | Water Heater | 2024-03-13 | 2024-04-05 | 0 |  | Olivenhain | 2024-10-01 | 2024-04-04 | 0 | Sandy Hjalmarson
MEPR-030151-2024 | 1606 Debann Rd Cardiff-by-the-Sea, CA 92007 | MEP (Residential) | Issued | 2024-03-18 | 0 | Main Panel Upgrade 100 to 175A | Service Change | 2024-02-27 |  | 3000 |  | Cardiff-By-The-Sea | 2025-01-02 | 2024-06-27 | 0 | Esteban Cisneros
SIGN-029985-2024 | 211 N El Camino Real Encinitas, CA 92024 | Sign | Expired | 2024-03-18 | 94 |  | Temporary | 2024-02-14 |  | 0 |  | New Encinitas | 2024-05-15 |  | 0 | Maile Luther
MEPR-030357-2024 | 1105 Aloha Dr Encinitas, CA 92024 | MEP (Residential) | Finaled | 2024-03-18 | 0 | service upgrade to 200A | Service Change | 2024-03-14 | 2024-03-28 | 0 |  | Old Encinitas | 2024-09-24 | 2024-03-28 | 0 | Sandy Hjalmarson
MEPR-030349-2024 | 498 Summer View Cir Encinitas, CA 92024 | MEP (Residential) | Finaled | 2024-03-18 | 0 | ADD TO EXISTING SYSTEM Residential roof mount solar PV 2.695KW 7 modules 1 inverter 1 battery (SEPARATE PERMIT REQUIRED) | Energy Efficiency | 2024-03-13 | 2024-07-08 | 7000 |  | Old Encinitas | 2025-01-06 | 2024-07-08 | 0 | Sandy Hjalmarson
MEPR-030340-2024 | 1742 Swallowtail Rd Encinitas, CA 92024 | MEP (Residential) | Issued | 2024-03-18 | 0 | INSTALL TANKLESS WATER HEATER - GARAGE | Water Heater | 2024-03-13 |  | 7895 |  | Leucadia | 2025-03-18 |  | 0 | Esteban Cisneros
MEPR-030271-2024 | 1050 Oceanic Dr Encinitas, CA 92024 | MEP (Residential) | Finaled | 2024-03-18 | 0 | pv solar roof mount and service upgrade | Energy Efficiency | 2024-03-08 | 2024-03-21 | 0 |  | Old Encinitas | 2024-09-17 | 2024-03-21 | 0 | Sandy Hjalmarson
BLDR-021238-2022 | 749 Del Rio Ave Encinitas, CA 92024 | Building (Residential) | Issued | 2024-03-18 | 656 | Proposed detached ADU. | Accessory Dwelling Unit | 2022-07-01 |  | 100000 |  | Leucadia | 2025-04-30 | 2024-11-01 | 0 | Esteban Cisneros
BLDR-028997-2023 | 3418 Bumann Rd Encinitas, CA 92024 | Building (Residential) | Expired | 2024-03-18 | 0 | Ground Mount PV System 16.43 kW, 45 Panels, 45 Micro Inverters | Temporary or Accessory Structure | 2023-11-30 |  | 80310 |  | Olivenhain | 2024-10-21 | 2024-04-24 | 0 | Esteban Cisneros
MEPR-030295-2024 | 2102 Bottlebrush Pl Encinitas, CA 92024 | MEP (Residential) | Expired | 2024-03-18 | 0 | EV Charger | Energy Efficiency | 2024-03-11 |  | 0 |  | New Encinitas | 2024-10-14 | 2024-04-17 | 0 | Esteban Cisneros
MEPR-030359-2024 | 1600 San Remo Pl Unit: 101 Encinitas, CA 92024 | MEP (Residential) | Issued | 2024-03-18 | 0 | Roof Mount PV Install - 2.84kW - 7 Modules/micro-inverters - Plan 7 SHEA Homes - Fox Point Farms-TH (4-7 units)-Tract-16527 Reference - MEPR-022193-2022 | Energy Efficiency | 2024-03-14 |  | 7000 |  | Leucadia | 2025-04-22 | 2024-10-24 | 0 | Esteban Cisneros
MEPR-030392-2024 | 846 Val Sereno Dr Encinitas, CA 92024 | MEP (Residential) | Expired | 2024-03-18 | 0 | Replace water heater, like-for-like, inside garage | Water Heater | 2024-03-18 |  | 0 |  | Olivenhain | 2024-10-28 | 2024-05-01 | 0 | Esteban Cisneros
MEPR-030337-2024 | 681 Sparta Dr Encinitas, CA 92024 | MEP (Residential) | Expired | 2024-03-18 | 0 | INSTALLATION OF ROOF-MOUNTED PV SYSTEM - 17.01 KW (42 MODULES) WITH (2)(N) 125A LOAD CENTER | Energy Efficiency | 2024-03-13 |  | 41020 |  | Inside City | 2024-11-12 | 2024-05-15 | 0 | Esteban Cisneros
BLDR-029669-2024 | 2001 Wandering Rd Encinitas, CA 92024 | Building (Residential) | Finaled | 2024-03-18 | 92 | REMODEL EXISTING HALL BATH AT SECOND FLOOR AND CONVERT EXISTING WALK IN CLOSET AT BEDROOM #4 INTO A BATH | Alteration & Repair | 2024-01-22 | 2024-05-03 | 10000 |  | New Encinitas | 2024-10-30 | 2024-05-03 | 0 | Sandy Hjalmarson
MEPR-030368-2024 | 1102 Cambria Way Encinitas, CA 92024 | MEP (Residential) | Issued | 2024-03-18 | 0 | Level 2 EV Charger powered by a 50amp Circuit Breaker. Run #6 THHN c.u. & #10 THHN c.u. ground through <5 feet New Â¾â€ EMT conduit to power the Level 2 EV Charger at 40amp constant draw. | Energy Efficiency | 2024-03-14 |  | 580 |  | New Encinitas | 2025-03-04 | 2024-09-05 | 0 | Esteban Cisneros
MEPR-030267-2024 | 1467 Heritage Ln Encinitas, CA 92024 | MEP (Residential) | Finaled | 2024-03-18 | 0 | INSTALLATION OF ROOF-MOUNTED PV SYSTEM - 5.67 KW (14 MODULES) WITH (N) 125A LOAD CENTER AND (N) 13KWH ESS AND (N) 200A HUB | Energy Efficiency | 2024-03-07 | 2024-04-22 | 0 |  | Leucadia | 2024-10-21 | 2024-04-22 | 0 | Sandy Hjalmarson
BLDR-021222-2022 | 745 Del Rio Ave Encinitas, CA 92024 | Building (Residential) | Issued | 2024-03-18 | 8903 | Proposed remodel and 2nd story addition to an existing SFD | Addition | 2022-06-30 |  | 300000 |  | Leucadia | 2025-06-25 | 2024-12-27 | 0 | Esteban Cisneros
MEPR-030275-2024 | 524 Lynwood Dr Encinitas, CA 92024 | MEP (Residential) | Finaled | 2024-03-19 | 0 | Change out of (2) 90k furnace in attic in same location. Change out (2) 4 ton heat pump on side yard in same location. No ductwork. | Alteration & Repair | 2024-03-08 | 2024-04-11 | 0 |  | Leucadia | 2024-10-08 | 2024-04-11 | 0 | Sandy Hjalmarson
MEPR-030273-2024 | 267 Cerro St Encinitas, CA 92024 | MEP (Residential) | Finaled | 2024-03-19 | 0 | Single Family Residence, Roof Mount PV Install, 2.025 KW, 6 panels | Energy Efficiency | 2024-03-08 | 2024-07-19 | 7265 |  | New Encinitas | 2025-01-15 | 2024-07-19 | 0 | Sandy Hjalmarson
BLDR-030045-2024 | 341 Orwell Ln Encinitas, CA 92024 | Building (Residential) | Finaled | 2024-03-19 | 500 | 1. Add new window on south wall in living room. 2. Replace current window in bedroom with sliding patio door. 3. Install solatube 4. remove non-weight bearing walls to open living room/kitchen, change 1st room configuration 5. install new can lights throughout home. run new electrical lines in the kitchen, get power to new island. | Alteration & Repair | 2024-02-20 | 2024-07-10 | 20000 |  | New Encinitas | 2025-01-06 | 2024-07-10 | 0 | Sandy Hjalmarson
MEPR-030393-2024 | 1118 Hermes Ave Encinitas, CA 92024 | MEP (Residential) | Finaled | 2024-03-19 | 0 | SDGE need to install a gas meter upgrade at my house and have informed me that an upgrade permit is required by the City, to raise a permit and request a site inspection | Alteration & Repair | 2024-03-18 | 2024-03-25 | 0 |  | Leucadia | 2024-09-23 | 2024-03-25 | 0 | Sandy Hjalmarson
BLDR-029670-2024 | 645 Neptune Ave Encinitas, CA 92024 | Building (Residential) | Expired | 2024-03-19 | 400 | Demolition of Existing Vinyl Lining Swimming Pool/ | Demolition | 2024-01-22 |  | 1200 |  | Leucadia | 2024-09-24 | 2024-03-28 | 0 | Esteban Cisneros
MEPR-030292-2024 | 227 Santa Fe Dr Encinitas, CA 92024 | MEP (Residential) | Finaled | 2024-03-19 | 0 | Change out 200 amp electrical panel for new solar ready panel | Alteration & Repair | 2024-03-09 | 2024-04-30 | 1600 |  | Cardiff-By-The-Sea | 2024-10-28 | 2024-04-30 | 0 | Sandy Hjalmarson
BLDR-028832-2023 | 1267 Berryman Canyon Encinitas, CA 92024 | Building (Residential) | Issued | 2024-03-19 | 64 | Spa only install 64 Sqf | Pool | 2023-11-16 |  | 25000 |  | New Encinitas | 2025-01-02 | 2024-07-02 | 0 | Esteban Cisneros
MEPR-030374-2024 | 1117 Eolus Ave Encinitas, CA 92024 | MEP (Residential) | Finaled | 2024-03-19 | 0 | Add a new 100 amp meter panel adjacent to the existing 200 amp meter panel | Service Change | 2024-03-14 | 2024-06-13 | 300 |  | Leucadia | 2024-12-10 | 2024-06-13 | 0 | Sandy Hjalmarson
MEPR-030346-2024 | 1568 Avenida La Posta Encinitas, CA 92024 | MEP (Residential) | Expired | 2024-03-19 | 0 | REPLACE HEAT PUMP, FURNACE, AND DUCTWORK | Alteration & Repair | 2024-03-13 |  | 0 |  | New Encinitas | 2024-10-21 | 2024-04-22 | 0 | Esteban Cisneros
BLDR-030352-2024 | 2863 Calle Rancho Vista Encinitas, CA 92024 | Building (Residential) | Expired | 2024-03-19 | 40 | 40 big sq remove tile roof tear off underlayment and install new Synthetic underlayment relay same same tile | ReRoof | 2024-03-13 |  | 4800 |  | Olivenhain | 2024-09-30 | 2024-04-03 | 0 | Esteban Cisneros
MEPR-030423-2024 | 1280 Saxony Rd Encinitas, CA 92024 | MEP (Residential) | Expired | 2024-03-20 | 0 | 14.22kW Roof Mounted Solar Array | Energy Efficiency | 2024-03-19 |  | 0 |  | Leucadia | 2024-09-23 | 2024-03-25 | 0 | Esteban Cisneros
MEPR-030338-2024 | 681 Sparta Dr Encinitas, CA 92024 | MEP (Residential) | Finaled | 2024-03-20 | 0 | INSTALLATION OF (2)(N) 13KWH ESS AND (N) 200A HUB | New Installation | 2024-03-13 | 2024-06-18 | 0 |  | Leucadia | 2024-12-16 | 2024-06-18 | 0 | Sandy Hjalmarson
MEPR-030386-2024 | 536 Warwick Ave Cardiff-by-the-Sea, CA 92007 | MEP (Residential) | Finaled | 2024-03-20 | 0 | NEW 7.2DC kW(6.52AC kW) ROOF MOUNTED PHOTOVOLTAIC SYSTEM W/ 18 MODS AND 18 MICRO INV. | Energy Efficiency | 2024-03-15 | 2024-03-28 | 0 |  | Cardiff-By-The-Sea | 2024-09-23 | 2024-03-27 | 0 | Sandy Hjalmarson
MEPR-030439-2024 | 1008 Hurstdale Ave Cardiff-by-the-Sea, CA 92007 | MEP (Residential) | Finaled | 2024-03-20 | 0 | Roof mounted installation. 18 modules and 6 solar shut down devices. 7.11kw. | Energy Efficiency | 2024-03-20 | 2024-07-23 | 35500 |  | Cardiff-By-The-Sea | 2025-01-21 | 2024-07-23 | 0 | Sandy Hjalmarson
MEPR-030443-2024 | 1565 Burgundy Rd Encinitas, CA 92024 | MEP (Residential) | Finaled | 2024-03-20 | 0 | Hardscape company damaged SDG&E conduit, line and main panel. Main panel needs to be replaced from a 200 amp panel to a 200 amp panel solar ready. | Alteration & Repair | 2024-03-20 | 2024-07-15 | 4000 |  | Inside City | 2025-01-13 | 2024-07-15 | 0 | Sandy Hjalmarson
MEPR-030399-2024 | 1612 Traveld Way Encinitas, CA 92024 | MEP (Residential) | Finaled | 2024-03-20 | 0 | 10kW roof pv system w/ 25 modules over 498sqft. Includes MPU to 125A solar ready service panel w/ 225A busbar. | Energy Efficiency | 2024-03-18 | 2024-10-02 | 39000 |  | New Encinitas | 2025-03-31 | 2024-10-02 | 0 | Esteban Cisneros
MEPR-030390-2024 | 704 Arden Dr Encinitas, CA 92024 | MEP (Residential) | Issued | 2024-03-20 | 0 | Change out of tankless water heater in same location. | Water Heater | 2024-03-18 |  | 0 |  | Old Encinitas | 2025-03-20 |  | 0 | Esteban Cisneros
BLDR-030184-2024 | 701 Lynwood Dr Encinitas, CA 92024 | Building (Residential) | Issued | 2024-03-20 | 570 | 1.) PROPOSED POOL AND SPA (570 SQFT - MAX 7' DEPTH) POOL TO BE BUILT WITHIN FOOTPRINT OF EXISTING 592 SQFT POOL | Pool | 2024-02-29 |  | 40000 |  | Leucadia | 2025-03-31 | 2024-09-30 | 0
MEPR-030282-2024 | 315 Princehouse Ln Encinitas, CA 92024 | MEP (Residential) | Issued | 2024-03-20 | 0 | Solar system: Add-on. ( roof top solar permit) 42 new modules Q.PEAK DUO BLK ML-G10+400 (400W) with 42 microinverters Enphase IQ8PLUS-72-2-US 240V. 2X Branches of 11 connected in parallel, 2X Branches of 10 connected in parallel. | Energy Efficiency | 2024-03-08 |  | 0 |  | Old Encinitas | 2025-03-20 |  | 0 | Esteban Cisneros
MEPR-030335-2024 | 1220 Neptune Ave Encinitas, CA 92024 | MEP (Residential) | Issued | 2024-03-20 | 0 | Change out 70k btu closet furnace and 3 ton heat pump and coil(right hand side indention of roof) and 18k btu (2) head mini split(hanging off right hand sided of home-same roof top indention) | Alteration & Repair | 2024-03-13 |  | 28961 |  | Leucadia | 2025-03-20 |  | 0 | Esteban Cisneros
BLDM-030127-2024 | 1632 Burgundy Rd Encinitas, CA 92024 | Building (Mixed Use) | Finaled | 2024-03-20 | 23 | Remove 9 sq of shingle and 14 sq of roll roofing, and install back new shingle and torch. | ReRoof | 2024-02-26 | 2024-04-17 | 12432 |  | Leucadia | 2024-10-14 | 2024-04-17 | 0 | Sandy Hjalmarson
MEPR-030412-2024 | 1601 San Remo Pl Unit: 102 Encinitas, CA 92024 | MEP (Residential) | Issued | 2024-03-20 | 0 | Roof Mount PV Install - 2.84kW - 7 Modules/micro-inverters - Plan 6 SHEA Homes - Fox Point Farms-TH (4-7 units)-Tract-16527 Reference - MEPR-022193-2022 | Energy Efficiency | 2024-03-19 |  | 7000 |  | Leucadia | 2025-05-05 | 2024-11-06 | 0 | Esteban Cisneros
MEPR-030415-2024 | 1601 San Remo Pl Unit: 101 Encinitas, CA 92024 | MEP (Residential) | Issued | 2024-03-20 | 0 | Roof Mount PV Install - 2.84kW - 7 Modules/micro-inverters - Plan 7 SHEA Homes - Fox Point Farms-TH (4-7 units)-Tract-16527 Reference - MEPR-022193-2022 | Energy Efficiency | 2024-03-19 |  | 7000 |  | Leucadia | 2025-05-05 | 2024-11-06 | 0 | Esteban Cisneros
MEPR-030420-2024 | 1600 San Remo Pl Unit: 105 Encinitas, CA 92024 | MEP (Residential) | Finaled | 2024-03-20 | 0 | Roof Mount PV Install - 2.84kW - 7 Modules/micro-inverters - Plan 8 SHEA Homes - Fox Point Farms-TH (4-7 units)-Tract-16527 Reference - MEPR-022193-2022 | Energy Efficiency | 2024-03-19 | 2024-10-24 | 7000 |  | Leucadia | 2025-04-22 | 2024-10-24 | 0 | Esteban Cisneros
MEPR-030413-2024 | 1600 San Remo Pl Unit: 103 Encinitas, CA 92024 | MEP (Residential) | Finaled | 2024-03-20 | 0 | Roof Mount PV Install - 2.84kW - 7 Modules/micro-inverters - Plan 9 SHEA Homes - Fox Point Farms-TH (4-7 units)-Tract-16527 Reference - MEPR-022193-2022 | Energy Efficiency | 2024-03-19 | 2024-10-24 | 7000 |  | Leucadia | 2025-04-22 | 2024-10-24 | 0 | Esteban Cisneros
MEPR-030419-2024 | 1600 San Remo Pl Unit: 102 Encinitas, CA 92024 | MEP (Residential) | Finaled | 2024-03-20 | 0 | Roof Mount PV Install - 2.84kW - 7 Modules/micro-inverters - Plan 6 SHEA Homes - Fox Point Farms-TH (4-7 units)-Tract-16527 Reference - MEPR-022193-2022 | Energy Efficiency | 2024-03-19 | 2024-10-24 | 7000 |  | Leucadia | 2025-04-22 | 2024-10-24 | 0 | Esteban Cisneros
MEPR-030416-2024 | 1600 San Remo Pl Unit: 202 Encinitas, CA 92024 | MEP (Residential) | Finaled | 2024-03-20 | 0 | Roof Mount PV Install - 2.84kW - 7 Modules/micro-inverters - Plan 7 SHEA Homes - Fox Point Farms-TH (4-7 units)-Tract-16527 Reference - MEPR-022193-2022 | Energy Efficiency | 2024-03-19 | 2024-10-24 | 7000 |  | Leucadia | 2025-04-22 | 2024-10-24 | 0 | Esteban Cisneros
MEPR-030418-2024 | 1600 San Remo Pl Unit: 201 Encinitas, CA 92024 | MEP (Residential) | Finaled | 2024-03-20 | 0 | Roof Mount PV Install - 2.84kW - 7 Modules/micro-inverters - Plan 6 SHEA Homes - Fox Point Farms-TH (4-7 units)-Tract-16527 Reference - MEPR-022193-2022 | Energy Efficiency | 2024-03-19 | 2024-10-24 | 7000 |  | Leucadia | 2025-04-22 | 2024-10-24 | 0 | Esteban Cisneros
BLDR-030411-2024 | 1564 Caudor St Encinitas, CA 92024 | Building (Residential) | Finaled | 2024-03-20 | 4300 | T/Off of (1) existing layer of comp-shingles; Install 30 Year Asphalt shingles | ReRoof | 2024-03-19 | 2024-04-17 | 26110 |  | Leucadia | 2024-10-14 | 2024-04-17 | 0 | Sandy Hjalmarson
MEPR-029092-2023 | 1722 Mackinnon Ave Cardiff-by-the-Sea, CA 92007 | MEP (Residential) | Issued | 2024-03-20 | 0 | Undergrounding of existing OH electrical service to residential property. | Service Change | 2023-12-06 |  | 0 |  | Cardiff-By-The-Sea | 2025-03-20 |  | 0 | Esteban Cisneros
MEPR-030376-2024 | 153 Phoebe St Encinitas, CA 92024 | MEP (Residential) | Issued | 2024-03-20 | 0 | Installation of new 400-amp electrical meter. | New Installation | 2024-03-14 |  | 3000 |  | Leucadia | 2025-05-27 | 2024-11-27 | 0 | Esteban Cisneros
BLDC-025213-2023 | 477 N El Camino Real Unit: B201 Encinitas, CA 92024 | Building (Non-Residential) | Finaled | 2024-03-20 | 1326 | Tenant improvement work on 1326sf. demo existing non-load bearing walls, demo ceiling, non-load bearing new walls, plumbing, power, lighting and finishes. | Alteration & Repair | 2023-04-03 | 2024-12-19 | 86900 |  | New Encinitas | 2025-06-17 | 2024-12-19 | 0 | Esteban Cisneros
BLDC-026142-2023 | 481 Santa Fe Dr Encinitas, CA 92024 | Building (Non-Residential) | Issued | 2024-03-20 | 2798 | commercial T.I of existing restaurant building | Tenant Improvement | 2023-05-17 |  | 70000 |  | Cardiff-By-The-Sea | 2025-06-30 | 2024-12-30 | 0 | Esteban Cisneros
MEPR-030251-2024 | 2248 Via Tiempo Cardiff-by-the-Sea, CA 92007 | MEP (Residential) | Expired | 2024-03-21 | 0 | REPLACE 2.5-ton GAS PACKAGE UNIT - ROOF | Alteration & Repair | 2024-03-06 |  | 15860.52 |  | Cardiff-By-The-Sea | 2024-09-25 | 2024-03-29 | 0 | Esteban Cisneros
MEPR-030316-2024 | 2363 Carolyn Pl Encinitas, CA 92024 | MEP (Residential) | Finaled | 2024-03-21 | 0 | Replace water heater with like equipment | Alteration & Repair | 2024-03-12 | 2024-05-07 | 0 |  | Olivenhain | 2024-11-04 | 2024-05-07 | 0 | Sandy Hjalmarson
MEPR-030422-2024 | 3386 Rocking Horse Cir Encinitas, CA 92024 | MEP (Residential) | Issued | 2024-03-21 | 0 | Permanent Removal of Ground Mount Solar Array, 4KW, 20 Modules | Alteration & Repair | 2024-03-19 |  | 0 |  | Olivenhain | 2025-03-21 |  | 0 | Esteban Cisneros
MEPR-030446-2024 | 2411 Newport Ave Cardiff-by-the-Sea, CA 92007 | MEP (Residential) | Finaled | 2024-03-21 | 0 | Single family residential roof mount solar, roof mount, 20 panels ( this permit is for roof top solar only) | Energy Efficiency | 2024-03-20 | 2024-08-16 | 20000 |  | Cardiff-By-The-Sea | 2025-02-11 | 2024-08-15 | 0 | Nicole Spradlin
MEPR-030348-2024 | 637 Sweet Pea Pl Encinitas, CA 92024 | MEP (Residential) | Issued | 2024-03-21 | 0 | Replace AC and furnace, No electrical | Alteration & Repair | 2024-03-13 |  | 10000 |  | Old Encinitas | 2025-03-21 |  | 0 | Esteban Cisneros
MEPR-030414-2024 | 498 Summer View Cir Encinitas, CA 92024 | MEP (Residential) | Finaled | 2024-03-21 | 0 | ENERGY STORAGE SYSTEM: (1) TESLA: POWERWALL, 13.5KWh, 5KW INVERTER OUTPUT, LITHIUM-ION BATTERY (WEIGHT: 251.3LB EACH) | Alteration & Repair | 2024-03-19 | 2024-07-08 | 3000 |  | Old Encinitas | 2025-01-06 | 2024-07-08 | 0 | Sandy Hjalmarson
MEPR-030372-2024 | 2114 Via Tiempo Cardiff-by-the-Sea, CA 92007 | MEP (Residential) | Issued | 2024-03-21 | 0 | 50 gal water heater changeout in garage like for like | Water Heater | 2024-03-14 |  | 5000 |  | Cardiff-By-The-Sea | 2025-03-21 |  | 0 | Esteban Cisneros
BLDC-028828-2023 | 380 N El Camino Real Encinitas, CA 92024 | Building (Non-Residential) | Finaled | 2024-03-21 | 2958 | T.I. for pet clinic. | Tenant Improvement | 2023-11-15 | 2024-08-01 | 118320 |  | New Encinitas | 2025-01-28 | 2024-08-01 | 0 | Nicole Spradlin
MEPR-030438-2024 | 1008 Hurstdale Ave Cardiff-by-the-Sea, CA 92007 | MEP (Residential) | Finaled | 2024-03-21 | 0 | 1 powerwall connected to PV solar. 7.6kw. | New Installation | 2024-03-20 | 2024-07-23 | 16000 |  | Cardiff-By-The-Sea | 2025-01-21 | 2024-07-23 | 0 | Sandy Hjalmarson
BLDR-030096-2024 | 1931 Park Crest Dr Cardiff-by-the-Sea, CA 92007 | Building (Residential) | Finaled | 2024-03-21 | 360 | demo old existing pool and replace w New proposed Gunite Pool and spa | Pool | 2024-02-22 | 2024-10-18 | 130000 |  | Cardiff-By-The-Sea | 2025-04-15 | 2024-10-18 | 0 | Esteban Cisneros
MEPR-030363-2024 | 433 N Willowspring Dr Encinitas, CA 92024 | MEP (Residential) | Expired | 2024-03-21 | 0 | INSTALL NEW HEA TPUMP AND REPLACE FURNACE | New Installation | 2024-03-14 |  | 0 |  | New Encinitas | 2024-09-30 | 2024-04-02 | 0 | Esteban Cisneros
SIGN-030258-2024 | 1002 N El Camino Real Encinitas, CA 92024 | Sign | Expired | 2024-03-22 | 59 | Install two new wall signs, reface one existing wall sign and reface two existing directional signs | Permanent | 2024-03-07 |  | 15000 |  | New Encinitas | 2024-09-18 | 2024-06-03 | 0 | Esteban Cisneros
MEPR-030403-2024 | 637 Windmill Ranch Rd Encinitas, CA 92024 | MEP (Residential) | Issued | 2024-03-22 | 0 | Panel upgrade Sdge # 300000607251 | Alteration & Repair | 2024-03-18 |  | 0 |  | Olivenhain | 2025-02-04 | 2024-08-08 | 0 | Esteban Cisneros
MEPR-030433-2024 | 1623 Pacific Ranch Dr Encinitas, CA 92024 | MEP (Residential) | Finaled | 2024-03-22 | 0 | Panel upgrade to 200 AMP at existing location | Service Change | 2024-03-19 | 2024-03-28 | 0 |  | Olivenhain | 2024-09-24 | 2024-03-28 | 0 | Sandy Hjalmarson
MEPR-030445-2024 | 1612 Traveld Way Encinitas, CA 92024 | MEP (Residential) | Issued | 2024-03-22 | 0 | MPU to 125A solar ready service panel with 225A busbar. | Service Change | 2024-03-20 |  | 8000 |  | New Encinitas | 2025-03-31 | 2024-10-02 | 0 | Esteban Cisneros
MEPR-030410-2024 | 1722 Swallowtail Rd Encinitas, CA 92024 | MEP (Residential) | Finaled | 2024-03-22 | 0 | Main panel upgrade | Alteration & Repair | 2024-03-19 | 2024-05-02 | 0 |  | Leucadia | 2024-10-29 | 2024-05-02 | 0 | Sandy Hjalmarson
BLDR-029506-2024 | 3328 Bumann Rd Encinitas, CA 92024 | Building (Residential) | Finaled | 2024-03-22 | 518 | Install Ground Mount Solar 24 Panels | Temporary or Accessory Structure | 2024-01-11 | 2024-04-29 | 10000 |  | Olivenhain | 2024-09-30 | 2024-04-29 | 0 | Sandy Hjalmarson
MEPR-030487-2024 | 734 Third St Encinitas, CA 92024 | MEP (Residential) | Finaled | 2024-03-22 | 0 | Emergency Gas Line Repair | Alteration & Repair | 2024-03-22 | 2024-06-13 | 0 |  | Old Encinitas | 2024-12-10 | 2024-06-13 | 0 | Sandy Hjalmarson
MEPR-030450-2024 | 1627 Calle Plumerias Encinitas, CA 92024 | MEP (Residential) | Expired | 2024-03-25 | 0 | battery add on | Alteration & Repair | 2024-03-20 |  | 0 |  | New Encinitas | 2024-09-23 | 2024-03-27 | 0 | Esteban Cisneros
MEPR-030500-2024 | 612 Neptune Ave Encinitas, CA 92024 | MEP (Residential) | Expired | 2024-03-25 | 0 | Gas Line Repairs | Alteration & Repair | 2024-03-22 |  | 0 |  | Leucadia | 2024-09-23 | 2024-03-26 | 0 | Esteban Cisneros
MEPR-030300-2024 | 476 Ocean View Ave Encinitas, CA 92024 | MEP (Residential) | Finaled | 2024-03-25 | 0 | Replace Furnace 80%AFUE | Alteration & Repair | 2024-03-11 | 2024-05-07 | 6366 |  | Old Encinitas | 2024-11-04 | 2024-05-07 | 0 | Sandy Hjalmarson
BLDR-024355-2023 | 1382 Eolus Ave Encinitas, CA 92024 | Building (Residential) | Finaled | 2024-03-25 | 256 | PROPOSED ATTACHED DECK AND STEPS 256ftÂ² 8'-10" MAX HEIGHT | Temporary or Accessory Structure | 2023-02-16 | 2024-08-21 | 10000 |  | Leucadia | 2025-02-18 | 2024-08-21 | 0 | Nicole Spradlin
BLDR-030261-2024 | 1055 Crest Dr Encinitas, CA 92024 | Building (Residential) | Finaled | 2024-03-25 | 0 | Single family residence re-roof, please see attached plans | ReRoof | 2024-03-07 | 2024-06-27 | 25780 |  | Old Encinitas | 2025-01-02 | 2024-06-27 | 0 | Sandy Hjalmarson
BLDR-018238-2021 | 1121 Hymettus Ave Encinitas, CA 92024 | Building (Residential) | Issued | 2024-03-25 | 651 | New Construction of a 651 SF Accesory Dwelling Unit ( on septic) 1119 Hymettus Ave (main residence) & 1121 Hymettus Ave (detached ADU) | Accessory Dwelling Unit | 2021-12-22 |  | 64416 |  | Leucadia | 2025-06-25 | 2024-12-27 | 0 | Esteban Cisneros
SIGN-029505-2024 | 1967 N Vulcan Ave Encinitas, CA 92024 | Sign | Expired | 2024-03-26 | 12 | Monument Sign for Building Name | Permanent | 2024-01-11 |  | 1000 |  | Leucadia | 2024-09-22 |  | 0 | Esteban Cisneros
MEPR-030493-2024 | 967 Calle Santa Cruz Encinitas, CA 92024 | MEP (Residential) | Issued | 2024-03-26 | 0 | Residential Roof-Mounted Solar: 18.17kW/DC, 15.2kW/AC, 46 Mods, 46 Optimizers, 2 Inverter, New Subpanel, 3x ESS ( ROOF TOP SOLAR ONLY) | Energy Efficiency | 2024-03-22 |  | 99389.9 |  | Olivenhain | 2025-03-26 |  | 0 | Esteban Cisneros
MEPR-030281-2024 | 1438 Eolus Ave Encinitas, CA 92024 | MEP (Residential) | Finaled | 2024-03-26 | 0 | roof top solar permit only. | Energy Efficiency | 2024-03-08 | 2024-06-13 | 0 |  | Leucadia | 2024-12-09 | 2024-06-12 | 0 | Sandy Hjalmarson
MEPR-030431-2024 | 256 Rancho Santa Fe Rd Encinitas, CA 92024 | MEP (Residential) | Issued | 2024-03-26 | 0 | INSTALLING 3 ENPHASE BATTERIES | New Installation | 2024-03-19 |  | 0 |  | Olivenhain | 2025-03-26 |  | 0 | Esteban Cisneros
BLDR-027721-2023 | 684 Hygeia Ave Encinitas, CA 92024 | Building (Residential) | Finaled | 2024-03-26 | 140 | REMOVAL OF EXISTING 74 SQ. FT. SECOND FLOOR BALCONY, REPLACED WITH NEW 140 S.F. BALCONY. | Alteration & Repair | 2023-08-31 | 2024-09-23 | 5000 |  | Leucadia | 2025-03-24 | 2024-09-23 | 0 | Nicole Spradlin
BLDR-029822-2024 | 123 Honeycomb Ct Encinitas, CA 92024 | Building (Residential) | Finaled | 2024-03-26 | 364 | pool 13x28 | Pool | 2024-02-01 | 2024-08-01 | 65000 |  | New Encinitas | 2025-01-28 | 2024-08-01 | 0 | Nicole Spradlin
MEPR-030398-2024 | 849 Robert Ln Encinitas, CA 92024 | MEP (Residential) | Issued | 2024-03-26 | 0 | Roofmount Solar SYSTEM SIZE: 6.00 kW-DC ¦ 7.60 kW-AC MODULE: (15) HANWHA: QCELLS Q.PEAK DUO BLK M-G11 400 INVERTER: (1) SOLAREDGE:7600H-US [240V] | Energy Efficiency | 2024-03-18 |  | 20000 |  | New Encinitas | 2025-01-13 | 2024-07-16 | 0 | Esteban Cisneros
MEPR-030492-2024 | 967 Calle Santa Cruz Encinitas, CA 92024 | MEP (Residential) | Issued | 2024-03-26 | 0 | Residential Roof-Mounted Solar: 18.17kW/DC, 15.2kW/AC, 46 Mods, 46 Optimizers, 2 Inverter, New Subpanel, 3x ESS ROOF TOP SOLAR ONLY | Energy Efficiency | 2024-03-22 |  | 100429.2 |  | Olivenhain | 2025-03-26 |  | 0 | Esteban Cisneros
MEPR-030489-2024 | 1568 Avenida La Posta Encinitas, CA 92024 | MEP (Residential) | Expired | 2024-03-26 | 0 | pv solar roof mount | Energy Efficiency | 2024-03-22 |  | 0 |  | New Encinitas | 2024-10-08 | 2024-04-11 | 0 | Esteban Cisneros
BLDR-030391-2024 | 410 Bridoon Ter Encinitas, CA 92024 | Building (Residential) | Finaled | 2024-03-26 | 5900 | Re-Roof on home | ReRoof | 2024-03-18 | 2024-10-28 | 65000 |  | Olivenhain | 2024-11-25 | 2024-06-05 | 0 | Esteban Cisneros
BLDR-030501-2024 | 1019 Emma Dr Cardiff-by-the-Sea, CA 92007 | Building (Residential) | Finaled | 2024-03-26 | 2345 | Re-roof. Remove existing layer & haul away. Replace wood rot in roof deck. Supply & install new Timberline HDZ Reflector Series asphalt composite shingle Class A roof system UL 790. | ReRoof | 2024-03-23 | 2024-09-05 | 6400 |  | Cardiff-By-The-Sea | 2025-03-04 | 2024-09-05 | 0 | Nicole Spradlin
MEPR-030221-2024 | 954 Capri Rd Encinitas, CA 92024 | MEP (Residential) | Finaled | 2024-03-27 | 0 | 954 Capri Rd | Service Change | 2024-03-05 | 2024-04-18 | 1800 |  | Leucadia | 2024-10-14 | 2024-04-17 | 0 | Sandy Hjalmarson
BLDR-029906-2024 | 2041 Sheridan Rd Encinitas, CA 92024 | Building (Residential) | Finaled | 2024-03-27 | 644 | replace existing pool with 35x17 pool and 7x7 spa | Pool | 2024-02-07 | 2024-08-30 | 65000 |  | Leucadia | 2025-02-26 | 2024-08-30 | 0 | Nicole Spradlin
BLDR-028413-2023 | 524 Lynwood Dr Encinitas, CA 92024 | Building (Residential) | Finaled | 2024-03-27 | 35 | Addition of residential elevator to existing SFR | Addition | 2023-10-18 | 2024-09-12 | 45000 |  | Leucadia | 2025-03-11 | 2024-09-12 | 0 | Nicole Spradlin
MEPR-030513-2024 | 334 Vista Del Rey Dr Encinitas, CA 92024 | MEP (Residential) | Finaled | 2024-03-27 | 0 | Change out, like for like, 3 ton unit (AC & Coil) in the same location | Alteration & Repair | 2024-03-26 | 2024-06-11 | 13493 |  | Old Encinitas | 2024-12-09 | 2024-06-11 | 0 | Sandy Hjalmarson
BLDR-029928-2024 | 1434 Kings Cross Dr Cardiff-by-the-Sea, CA 92007 | Building (Residential) | Finaled | 2024-03-27 | 390 | Demo pool of 390 sf. demo surrounding concrete | Demolition | 2024-02-09 | 2024-06-12 | 5000 |  | Cardiff-By-The-Sea | 2024-12-09 | 2024-06-12 | 0 | Sandy Hjalmarson
MEPR-030326-2024 | 2120 Manchester Ave Cardiff-by-the-Sea, CA 92007 | MEP (Residential) | Finaled | 2024-03-27 | 0 | Upgrade main electrical panel to 225 amps | Service Change | 2024-03-12 | 2024-05-13 | 4000 |  | Cardiff-By-The-Sea | 2024-11-06 | 2024-05-10 | 0 | Sandy Hjalmarson
MEPR-030268-2024 | 1467 Heritage Ln Encinitas, CA 92024 | MEP (Residential) | Finaled | 2024-03-27 | 0 | RELATED TO (MEPR-030267-2024) INSTALLATION OF (N) 13KWH ESS AND (N) 200A HUB | New Installation | 2024-03-07 | 2024-04-22 | 0 |  | Leucadia | 2024-10-21 | 2024-04-22 | 0 | Sandy Hjalmarson
MEPR-030191-2024 | 827 Summerhill Ct Encinitas, CA 92024 | MEP (Residential) | Expired | 2024-03-27 | 0 | 30a circuit for heat pump water heater (MEPR-030128-2024) | New Installation | 2024-03-01 |  | 0 |  | New Encinitas | 2024-09-24 | 2024-03-28 | 0 | Esteban Cisneros
MEPR-029235-2023 | 254 Avenida De Los Claveles Encinitas, CA 92024 | MEP (Residential) | Issued | 2024-03-27 | 0 | Installation for a 50 amp Tesla circuit. Install sub small disconnect sub near in the garage for fast diconnection near the tesla charger. | Energy Efficiency | 2023-12-17 |  | 1900 |  | New Encinitas | 2025-03-27 |  | 0 | Esteban Cisneros
MEPR-030502-2024 | 2438 Newport Ave Cardiff-by-the-Sea, CA 92007 | MEP (Residential) | Finaled | 2024-03-27 | 0 | BBU - 13.5 kWh ESS , 1 ESS Battery , 1 LC , 1 ESS MID , 1 EDS . | Alteration & Repair | 2024-03-24 | 2024-05-15 | 25304.13 |  | Cardiff-By-The-Sea | 2024-11-12 | 2024-05-15 | 0 | Sandy Hjalmarson
MEPR-030135-2024 | 2233 Edinburg Ave Cardiff-by-the-Sea, CA 92007 | MEP (Residential) | Finaled | 2024-03-27 | 0 | APPLY FOR A GAS METER | Alteration & Repair | 2024-02-26 | 2024-06-13 | 15000 |  | Cardiff-By-The-Sea | 2024-12-10 | 2024-06-13 | 0 | Sandy Hjalmarson
MEPR-030532-2024 | 1072 Hermes Ave Encinitas, CA 92024 | MEP (Residential) | Finaled | 2024-03-27 | 0 | NEW 8.91DC kW(8.07AC kW) ROOF MOUNTED PHOTOVOLTAIC SYSTEM W/ 22 MODS AND 1 INV. | Energy Efficiency | 2024-03-26 | 2024-05-17 | 0 |  | Leucadia | 2024-11-12 | 2024-05-16 | 0 | Sandy Hjalmarson
MEPR-030278-2024 | 1337 Neptune Ave Encinitas, CA 92024 | MEP (Residential) | Finaled | 2024-03-27 | 0 | NEW 5.53DC kW(5.04AC kW) ROOF MOUNTED PHOTOVOLTAIC SYSTEM W/ 14 MODS, 14 MICRO INV, 1 BATTERY. | Energy Efficiency | 2024-03-08 | 2024-06-05 | 0 |  | Leucadia | 2024-12-02 | 2024-06-05 | 0 | Sandy Hjalmarson
MEPR-030520-2024 | 487 Neptune Ave Encinitas, CA 92024 | MEP (Residential) | Finaled | 2024-03-27 | 0 | REPLACE HEAT PUMP | Alteration & Repair | 2024-03-26 | 2024-05-02 | 0 |  | Old Encinitas | 2024-10-29 | 2024-05-02 | 0 | Sandy Hjalmarson
BLDR-027361-2023 | 1459 Bella Azul Ct Encinitas, CA 92024 | Building (Residential) | Issued | 2024-03-27 | 1920 | Install a 30'X60' sports court with 2 LED lights. Also install a 2'-3' high boulder wall, 60 linear feet (2 sections) | Temporary or Accessory Structure | 2023-08-08 |  | 25000 |  | Inside City | 2025-03-27 |  | 0 | Esteban Cisneros
MEPR-030483-2024 | 335 Paseo Pacifica Encinitas, CA 92024 | MEP (Residential) | Finaled | 2024-03-27 | 0 | INSTALL NEW AC AND DUCTWORK W/ ELECTRICAL | New Installation | 2024-03-22 | 2024-04-17 | 0 |  | Old Encinitas | 2024-10-14 | 2024-04-17 | 0 | Sandy Hjalmarson
SIGN-030098-2024 | 260 N El Camino Real Unit: E Encinitas, CA 92024 | Sign | Finaled | 2024-03-27 | 20 | (1) Illuminated Wall Sign 20.28 SF | Permanent | 2024-02-23 | 2024-08-27 | 3000 |  | New Encinitas | 2024-09-23 | 2024-08-27 | 0 | Nicole Spradlin
MEPR-030481-2024 | 2229 Newcastle Ave Cardiff-by-the-Sea, CA 92007 | MEP (Residential) | Finaled | 2024-03-27 | 0 | Change out 80k btu garage furnace and 4 ton roof top heat pump and coil, like for like, same locations. | Alteration & Repair | 2024-03-22 | 2024-04-16 | 28365 |  | Cardiff-By-The-Sea | 2024-10-14 | 2024-04-16 | 0 | Sandy Hjalmarson
MEPR-030307-2024 | 3182 Via De Caballo Encinitas, CA 92024 | MEP (Residential) | Expired | 2024-03-27 | 0 | Install 6.4kW roof PV system with 16 modules. | Energy Efficiency | 2024-03-11 |  | 29240 |  | Olivenhain | 2024-10-21 | 2024-04-24 | 0 | Esteban Cisneros
BLDC-030460-2024 | 411 Encinitas Blvd Encinitas, CA 92024 | Building (Non-Residential) | Expired | 2024-03-27 | 3600 | REPLACE 4 LIKE FOR LIKE PACKAGE HEAT PUMPS | Alteration & Repair | 2024-03-21 |  | 50000 |  | Old Encinitas | 2024-10-14 | 2024-04-17 | 0 | Esteban Cisneros
MEPR-029904-2024 | 1033 Hermes Ave Encinitas, CA 92024 | MEP (Residential) | Issued | 2024-03-27 | 0 | 12.8 KW ESS - 2 sunvaults - 1 sunpower hub + , 1 RPO switch paired with solar (solar on separate permit) | New Installation | 2024-02-07 |  | 0 |  | Leucadia | 2025-03-27 |  | 0 | Esteban Cisneros
MEPR-030521-2024 | 1748 Caliban Dr Encinitas, CA 92024 | MEP (Residential) | Expired | 2024-03-27 | 0 | INSTALL HEAT PUMP WATER HEATER W/ ELECTRICAL | Water Heater | 2024-03-26 |  | 0 |  | New Encinitas | 2024-11-04 | 2024-05-06 | 0 | Esteban Cisneros
BLDR-028255-2023 | 290 Sharp Pl Encinitas, CA 92024 | Building (Residential) | Issued | 2024-03-27 | 230 | Prefabricated steel above ground pool | Pool | 2023-10-04 |  | 45000 |  | New Encinitas | 2025-06-16 | 2024-12-17 | 0 | Esteban Cisneros
MEPR-030280-2024 | 1335 Neptune Ave Encinitas, CA 92024 | MEP (Residential) | Expired | 2024-03-27 | 0 | NEW 8.69DC kW(7.92AC kW) ROOF MOUNTED PHOTOVOLTAIC SYSTEM W/ 22 MODS AND 22 MICRO INV. | Energy Efficiency | 2024-03-08 |  | 0 |  | Leucadia | 2024-12-02 | 2024-06-05 | 0 | Esteban Cisneros
MEPR-030530-2024 | 1985 Circle Park Ln Encinitas, CA 92024 | MEP (Residential) | Expired | 2024-03-27 | 0 | RELOCATE GAS LINE 3'X1" PE | Alteration & Repair | 2024-03-26 |  | 1500 |  | New Encinitas | 2024-09-30 | 2024-04-01 | 0 | Esteban Cisneros
MEPR-029955-2024 | 2002 Freda Ln Cardiff-by-the-Sea, CA 92007 | MEP (Residential) | Expired | 2024-03-27 | 0 | 200 Amp Panel upgrade | Service Change | 2024-02-12 |  | 0 |  | Cardiff-By-The-Sea | 2024-12-04 | 2024-06-07 | 0 | Esteban Cisneros
SIGN-030462-2024 | 940 S Coast Highway 101 Encinitas, CA 92024 | Sign | Expired | 2024-03-28 | 32 | Non Illuminated Building Sign | Permanent | 2024-03-21 |  | 1000 |  | Old Encinitas | 2024-09-24 |  | 0 | Esteban Cisneros
MEPC-030005-2024 | 946 Neptune Ave Unit: MP Encinitas, CA 92024 | MEP (Non-Residential) | Finaled | 2024-03-28 | 0 | 100 amp temp service | Temporary Power Pole | 2024-02-15 | 2024-04-10 | 0 |  | Leucadia | 2024-10-07 | 2024-04-09 | 0 | Sandy Hjalmarson
SIGN-029346-2024 | 264 N Coast Highway 101 Encinitas, CA 92024 | Sign | Expired | 2024-03-28 | 30.33 | Sign A: (1) Non-Illuminated Wall Sign 13.33 SF / Sign B: (1) Non-Illuminated Wall Sign 17.00 SF | Permanent | 2024-01-03 |  | 2600 |  | Inside City | 2024-09-24 |  | 0 | Esteban Cisneros
BLDR-026693-2023 | 3707 Brand Crest Encinitas, CA 92024 | Building (Residential) | Finaled | 2024-03-28 | 399 | 2-story addition and small garage conversion | Addition | 2023-06-19 | 2024-11-18 | 150000 |  | Olivenhain | 2025-01-15 | 2024-07-22 | 0 | Esteban Cisneros
MEPR-030529-2024 | 1977 Circle Park Ln Encinitas, CA 92024 | MEP (Residential) | Expired | 2024-03-28 | 0 | RELOCATE GAS LINE 9'X1" PE PIPING | Alteration & Repair | 2024-03-26 |  | 2000 |  | New Encinitas | 2024-09-30 | 2024-04-01 | 0 | Esteban Cisneros
MEPR-030544-2024 | 2746 Mackinnon Ranch Rd Cardiff-by-the-Sea, CA 92007 | MEP (Residential) | Issued | 2024-04-01 | 0 | 50 gal water heater changeout in closet like for like | Water Heater | 2024-03-28 |  | 8000 |  | Cardiff-By-The-Sea | 2025-04-01 |  | 0 | Esteban Cisneros
MEPR-030564-2024 | 1693 Tabletop Way Encinitas, CA 92024 | MEP (Residential) | Finaled | 2024-04-01 | 0 | Tesla EV Charger/ Wall Connector. Installing New Backup Gateway and Load Center | Energy Efficiency | 2024-03-29 | 2024-04-24 | 3500 |  | Leucadia | 2024-10-21 | 2024-04-23 | 0 | Sandy Hjalmarson
BLDR-030272-2024 | 2104 Willowspring Pl Encinitas, CA 92024 | Building (Residential) | Issued | 2024-04-01 | 0 | Replace 1 retrofit window. No size change. | Alteration & Repair | 2024-03-08 |  | 1532 |  | New Encinitas | 2025-04-01 |  | 0 | Esteban Cisneros
MEPR-030518-2024 | 2411 Newport Ave Cardiff-by-the-Sea, CA 92007 | MEP (Residential) | Finaled | 2024-04-01 | 0 | Panel Upgrade 200 amp | Service Change | 2024-03-26 | 2024-08-16 | 2000 |  | Cardiff-By-The-Sea | 2025-02-11 | 2024-08-15 | 0 | Nicole Spradlin
MEPR-030537-2024 | 233 Delphinium St Encinitas, CA 92024 | MEP (Residential) | Expired | 2024-04-01 | 0 | 40 gallon gas water heater change out in the garage. | Water Heater | 2024-03-27 |  | 2000 |  | Old Encinitas | 2024-10-21 | 2024-04-24 | 0 | Esteban Cisneros
MEPR-030573-2024 | 658 Cypress Hills Dr Encinitas, CA 92024 | MEP (Residential) | Expired | 2024-04-01 | 0 | Tesla EV Charger/ Wall Connector. Installing New Backup Gateway and Load Center | Energy Efficiency | 2024-04-01 |  | 3500 |  | Leucadia | 2024-10-21 | 2024-04-23 | 0 | Esteban Cisneros
MEPR-030124-2024 | 1233 Village View Rd Encinitas, CA 92024 | MEP (Residential) | Finaled | 2024-04-01 | 0 | NEW 6.4KW ROOF MOUNT PV SYS W/ 16 MODS, 16 MICRO INV;(UNDER SEPARATE PERMIT NEW 225A MPU). | Energy Efficiency | 2024-02-26 | 2024-04-18 | 0 |  | New Encinitas | 2024-10-15 | 2024-04-18 | 0 | Sandy Hjalmarson
BLDR-021737-2022 | 641 Melba Rd Encinitas, CA 92024 | Building (Residential) | Issued | 2024-04-01 | 1342 | ADDITION AND REMODEL TO EXISTING SINGLE FAMILY RESIDENCE. ADDITION TO INCLUDE NEW AREA FOR REMODELED KITCHEN, DINING, AND LIVING AND NEW SECOND STORY BEDROOM SUITE AND OFFICE. | Addition | 2022-08-10 |  | 196767.8 |  | Old Encinitas | 2025-05-02 |  | 0 | Esteban Cisneros
BLDR-026918-2023 | 1496 Caudor St Encinitas, CA 92024 | Building (Residential) | Issued | 2024-04-01 | 775 | Remodel and addition to one story single family residence to include expanded kitchen, bath addition, utility room addition, and bed and bath remodel. | Addition | 2023-07-05 |  | 124000 |  | Inside City | 2025-05-19 | 2024-11-19 | 0 | Esteban Cisneros
BLDR-027648-2023 | 1027 Emma Dr Cardiff-by-the-Sea, CA 92007 | Building (Residential) | Issued | 2024-04-01 | 1209 | Residential remodel including tent house for termites, fix drywall, replace kitchen cabinets/counters, replace broken single pane windows and exterior doors, replace tub/showers in primary and guest bathrooms, enclose existing recessed front entry (adds 20sqft, not changing foundation size), replace existing wood burning fireplace with gas, change location and/or size of windows/doors, install kitchen pantry and island, remodel primary and guest bathrooms, install concrete patio. We may do the following ourselves ($16,000, material cost): install LVP flooring, install new appliances, paint interior/exterior, replace wood deck (under 2' high). We expect contractors to submit separate permits for the following projects if we decide to do them: install new cool roof and repair termite damage if present ($16,000), install new solar panels and electrical panel ($12,000 minus rebate), replace gas HVAC with electrical HVAC ($15,000). | Addition | 2023-08-25 |  | 130000 |  | Cardiff-By-The-Sea | 2025-05-14 | 2024-11-15 | 0 | Esteban Cisneros
MEPR-030490-2024 | 1568 Avenida La Posta Encinitas, CA 92024 | MEP (Residential) | Expired | 2024-04-01 | 0 | msp upgrade 225 A buss | Service Change | 2024-03-22 |  | 0 |  | New Encinitas | 2024-09-30 | 2024-04-02 | 0 | Esteban Cisneros
BLDR-025075-2023 | 1337 Santa Fe Dr Encinitas, CA 92024 | Building (Residential) | Pending Payment | 2024-04-01 | 1207 | Family Room, Bedroom, Bathroom, closet, powder room (1207 sf) and patio addition (428 sf) on the rear of home Plus remodel the existing kitchen (423sf) | Addition | 2023-03-27 |  | 500000 |  | New Encinitas | 2025-04-22 | 2024-10-24 | 0 | Esteban Cisneros
MEPR-030577-2024 | 300 Countrywood Ln Encinitas, CA 92024 | MEP (Residential) | Issued | 2024-04-02 | 0 | Roof mount - 26 modules - 10.40 kw | Energy Efficiency | 2024-04-01 |  | 39000 |  | New Encinitas | 2025-04-02 |  | 0 | Esteban Cisneros
MEPR-030572-2024 | 1185 Via Di Felicita Encinitas, CA 92024 | MEP (Residential) | Expired | 2024-04-02 | 0 | Tesla EV Charger/ Wall Connector, Installing New Backup Gateway w/ 200A Internal Load Center | Energy Efficiency | 2024-04-01 |  | 3500 |  | Olivenhain | 2024-10-28 | 2024-04-29 | 0 | Esteban Cisneros
BLDR-027409-2023 | 1545 Calle Violetas Encinitas, CA 92024 | Building (Residential) | Issued | 2024-04-02 | 173 | Addition w/ Multiple Permits: New ADU (BLDR-027411-2023) Build new 173 sf living room addition to existing first floor. Proposed 686 sf interior remodel to existing first floor. Build new 247 sf second floor deck over proposed first floor addition. Building new 495 sf accessory dwelling unit (ADU) | Addition | 2023-08-10 |  | 43576.2 |  | New Encinitas | 2025-02-03 | 2024-08-06 | 0 | Esteban Cisneros
BLDR-027411-2023 | 1547 Calle Violetas Encinitas, CA 92024 | Building (Residential) | Finaled | 2024-04-02 | 495 | New ADU w/ MULTIPLE PERMITS: New SFD (BLDR-027409-2023) Build new 173 sf living room addition to existing first floor. Proposed 686 sf interior remodel to existing first floor. Build new 247 sf second floor deck over proposed first floor addition. Building new 495 sf accessory dwelling unit (ADU) | Accessory Dwelling Unit | 2023-08-10 | 2024-10-29 | 45540 | D'Cruz Residence ADU and addition | New Encinitas | 2025-04-28 | 2024-10-29 | 0 | Esteban Cisneros
MEPR-030516-2024 | 1535 Flair Encinitas Dr Encinitas, CA 92024 | MEP (Residential) | Expired | 2024-04-02 | 0 | replace FAU like for like | Alteration & Repair | 2024-03-26 |  | 3023 |  | New Encinitas | 2024-10-30 | 2024-05-03 | 0 | Esteban Cisneros
MEPR-030369-2024 | 539 Crest Dr Encinitas, CA 92024 | MEP (Residential) | Expired | 2024-04-02 | 0 | install heat pump water heater w/ electrical | Water Heater | 2024-03-14 |  | 0 |  | New Encinitas | 2024-10-02 | 2024-04-05 | 0 | Esteban Cisneros
MEPR-030565-2024 | 1206 Caminito Graciela Encinitas, CA 92024 | MEP (Residential) | Issued | 2024-04-03 | 0 | 110K BTUS furnace change out in the attic. | Alteration & Repair | 2024-03-29 |  | 20536.79 |  | Olivenhain | 2025-04-03 |  | 0 | Esteban Cisneros
MEPR-030592-2024 | 1302 Blue Heron Ave Encinitas, CA 92024 | MEP (Residential) | Finaled | 2024-04-03 | 0 | pv solar roof mount | Energy Efficiency | 2024-04-02 | 2024-04-22 | 0 |  | Leucadia | 2024-10-21 | 2024-04-22 | 0 | Sandy Hjalmarson
BLDC-029893-2024 | 947 S Coast Highway 101 Encinitas, CA 92024 | Building (Non-Residential) | Finaled | 2024-04-03 | 240 | Removal-ONLY of decommissioned Sprint wireless transmission equipment from a rooftop and associated equipment and shelter to remain at ground level. Will Not Replace. No hazardous materials involved. | Demolition | 2024-02-07 | 2024-08-29 | 17575 |  | Old Encinitas | 2025-01-27 | 2024-07-31 | 0 | Nicole Spradlin
MEPR-030283-2024 | 1438 Eolus Ave Encinitas, CA 92024 | MEP (Residential) | Finaled | 2024-04-03 | 0 | Battery installation | New Installation | 2024-03-08 | 2024-06-13 | 0 |  | Leucadia | 2024-12-10 | 2024-06-13 | 0 | Sandy Hjalmarson
MEPR-030591-2024 | 1715 Dylan Way Encinitas, CA 92024 | MEP (Residential) | Finaled | 2024-04-03 | 0 | 1 Tesla powerwall connected to pv solar. 5kw. | Energy Efficiency | 2024-04-02 | 2024-05-31 | 17000 |  | Leucadia | 2024-11-26 | 2024-05-30 | 0 | Sandy Hjalmarson
BLDR-025863-2023 | 3225 Fortuna Ranch Rd Encinitas, CA 92024 | Building (Residential) | Issued | 2024-04-03 | 35 | BUILD ENCLOSURE FOR ELEVATOR, ADD ELEVATOR | Addition | 2023-05-04 |  | 50000 |  | Olivenhain | 2025-04-08 | 2024-10-10 | 0 | Esteban Cisneros
MEPR-030594-2024 | 1715 Dylan Way Encinitas, CA 92024 | MEP (Residential) | Finaled | 2024-04-03 | 0 | Roof mounted installation. 9.02kw. 22 modules and 22 micro inverters. | Energy Efficiency | 2024-04-02 | 2024-05-31 | 39915 |  | Leucadia | 2024-11-26 | 2024-05-30 | 0 | Sandy Hjalmarson
MEPR-030247-2024 | 2204 Coolngreen Way Encinitas, CA 92024 | MEP (Residential) | Expired | 2024-04-03 | 0 | Replace Furnace 80%AFUE | Alteration & Repair | 2024-03-06 |  | 7683 |  | New Encinitas | 2024-10-21 | 2024-04-23 | 0 | Esteban Cisneros
BLDR-029833-2024 | 2220 Montgomery Ave Cardiff-by-the-Sea, CA 92007 | Building (Residential) | Expired | 2024-04-03 | 2295 | Remove all existing layers. Supply & install all new Class A fire-rated ESR-1388 Flintlastic SA Cap Sheet Roof System by Certainteed. | ReRoof | 2024-02-02 |  | 7315 |  | Cardiff-By-The-Sea | 2024-10-28 | 2024-04-30 | 0 | Esteban Cisneros
MEPR-030561-2024 | 728 Dewitt Ave Encinitas, CA 92024 | MEP (Residential) | Expired | 2024-04-03 | 0 | REPLACE AC AND FURNACE | Alteration & Repair | 2024-03-29 |  | 0 |  | Old Encinitas | 2024-11-12 | 2024-05-13 | 0 | Esteban Cisneros
MEPR-030574-2024 | 341 La Mesa Ave Encinitas, CA 92024 | MEP (Residential) | Expired | 2024-04-03 | 0 | We have a building permit and need a temp pole to complete work. BLDR-022712-2022 | Temporary Power Pole | 2024-04-01 |  | 0 |  | Old Encinitas | 2024-10-01 | 2024-04-04 | 0 | Esteban Cisneros
MEPR-030598-2024 | 1335 Neptune Ave Encinitas, CA 92024 | MEP (Residential) | Finaled | 2024-04-04 | 0 | BATTERY PERMIT FOR MEPR-030280-2024 | New Installation | 2024-04-02 | 2024-05-01 | 0 |  | Leucadia | 2025-04-04 |  | 0 | Sandy Hjalmarson
MEPC-030254-2024 | 2586 Via Poco Cardiff-by-the-Sea, CA 92007 | MEP (Non-Residential) | Issued | 2024-04-04 | 0 | 200 Amp Temp Service | Temporary Power Pole | 2024-03-06 |  | 2000 |  | Cardiff-By-The-Sea | 2025-04-04 |  | 0 | Esteban Cisneros
MEPR-030046-2024 | 341 Orwell Ln Encinitas, CA 92024 | MEP (Residential) | Finaled | 2024-04-04 | 0 | Install EV charger (NEMA 14-50 plug) at outside parking spot | Energy Efficiency | 2024-02-20 | 2024-07-09 | 0 |  | New Encinitas | 2024-11-26 | 2024-05-30 | 0 | Sandy Hjalmarson
MEPR-030507-2024 | 351 Via Almansa Encinitas, CA 92024 | MEP (Residential) | Issued | 2024-04-04 | 0 | 3 Bathrooms-Replace existing shower valves, water proof showers, replace tub valves. Add total of (4) recessed lights, upgrade electrical. Replace existing exhaust fans. This permit is for a trade permit only. NO DRYWALL IS ALLOWED ON THIS PERMIT. | New Installation | 2024-03-25 |  | 10000 |  | New Encinitas | 2025-03-03 | 2024-09-03 | 0 | Esteban Cisneros
MEPC-030255-2024 | 2586 Via Poco Cardiff-by-the-Sea, CA 92007 | MEP (Non-Residential) | Issued | 2024-04-04 | 0 | TP2 200 amp temporary service | Temporary Power Pole | 2024-03-06 |  | 2000 |  | Cardiff-By-The-Sea | 2025-04-04 |  | 0 | Esteban Cisneros
MEPR-030584-2024 | 967 Calle Santa Cruz Encinitas, CA 92024 | MEP (Residential) | Issued | 2024-04-04 | 0 | New Main Panel Service 200A/200BUSS. | Service Change | 2024-04-02 |  | 2500 |  | Olivenhain | 2025-04-04 |  | 0 | Esteban Cisneros
MEPR-030588-2024 | 1610 Brahms Rd Cardiff-by-the-Sea, CA 92007 | MEP (Residential) | Issued | 2024-04-04 | 0 | 1 ton Ductless Mini split in back yard like for like (1 air handler) | Alteration & Repair | 2024-04-02 |  | 10598 |  | Cardiff-By-The-Sea | 2025-04-04 |  | 0 | Esteban Cisneros
MEPR-030597-2024 | 308 Chapalita Dr Encinitas, CA 92024 | MEP (Residential) | Finaled | 2024-04-04 | 0 | As part of the installation of a new pool & spa (under permit BLDR-028474-2023) we need to upgrade the gas meter. SDG&E has approved the upgrade but requested a gas houseline inspected and released by municipality (City of Encinitas) to be done before proceeding (Work Order # 3-700883) | New Installation | 2024-04-02 | 2024-04-05 | 0 |  | New Encinitas | 2024-10-02 | 2024-04-05 | 0 | Sandy Hjalmarson
MEPR-030373-2024 | 770 Lynwood Dr Encinitas, CA 92024 | MEP (Residential) | Finaled | 2024-04-04 | 0 | 4 ton AC changeout on left side yard like for like | Alteration & Repair | 2024-03-14 | 2024-05-02 | 7335.71 |  | Leucadia | 2024-10-29 | 2024-05-02 | 0 | Sandy Hjalmarson
MEPR-030613-2024 | 960 S Coast Highway 101 Encinitas, CA 92024 | MEP (Residential) | Issued | 2024-04-04 | 0 | NEW 5.76DC kW(5.32AC kW) ROOF MOUNTED PHOTOVOLTAIC SYSTEM W/ 16 MODS AND 16 MICRO INV | Energy Efficiency | 2024-04-04 |  | 0 |  | Old Encinitas | 2025-04-04 |  | 0 | Esteban Cisneros
MEPR-030610-2024 | 3414 Fortuna Ranch Rd Encinitas, CA 92024 | MEP (Residential) | Finaled | 2024-04-04 | 0 | INSTALL TANKLESS WATER HEATER - GARAGE | Water Heater | 2024-04-03 | 2024-04-29 | 11598.37 |  | Olivenhain | 2025-04-04 |  | 0 | Sandy Hjalmarson
MEPR-029907-2024 | 1392 Rubenstein Ave Cardiff-by-the-Sea, CA 92007 | MEP (Residential) | Issued | 2024-04-04 | 0 | Install one electric heat pump water heater | Water Heater | 2024-02-08 |  | 0 |  | Cardiff-By-The-Sea | 2025-04-04 |  | 0 | Esteban Cisneros
BLDC-020895-2022 | 806 S Coast Highway 101 Encinitas, CA 92024 | Building (Non-Residential) | Issued | 2024-04-04 | 5619 | Existing Restaurant Shell Building Remodel. Proposed design changes focus on rearranging the interior restrooms and bar layout to optimize space use efficiency. Exterior improvements are limited to patio remodeling, new exterior finishes, new patio awning structure, modifications to the existing parapet heights, finishes, roof replacement over the dining room, new operable storefront along South Coast Highway 101, all wall signage to be deferred and a temp. construction trailer will be provided for the duration of construction. | Tenant Improvement | 2022-06-06 |  | 700000 |  | Old Encinitas | 2025-05-06 | 2024-11-07 | 0 | Esteban Cisneros
BLDC-030257-2024 | 806 S Coast Highway 101 Encinitas, CA 92024 | Building (Non-Residential) | Issued | 2024-04-04 | 2100 | Multiple Permits: BLDC-020895-2022 TI (Bldg 1) Restaurant & Bldg (2) Retail (BLDC-030257-2024) Existing Restaurant Shell Building Remodel. Proposed design changes focus on rearranging the interior restrooms and bar layout to optimize space use efficiency. Exterior improvements are limited to patio remodeling, new exterior finishes, new patio awning structure, modifications to the existing parapet heights, finishes, roof replacement over the dining room, new operable storefront along South Coast Highway 101, all wall signage to be deferred and a temp. construction trailer will be provided for the duration of construction. | Tenant Improvement | 2024-03-07 |  | 700000 | Beachside Bar and Grill | Old Encinitas | 2025-05-19 | 2024-11-19 | 0 | Esteban Cisneros
BLDR-030593-2024 | 1715 Dylan Way Encinitas, CA 92024 | Building (Residential) | Expired | 2024-04-04 | 1100 | Partial picture frame. 1,100sqft. 11 squares. Eagle roofing products. ESR-1900. Initial and final: Concrete Tile | ReRoof | 2024-04-02 |  | 10370.62 |  | Leucadia | 2024-11-26 | 2024-05-30 | 0 | Esteban Cisneros
BLDR-024522-2023 | 1860 Haymarket Rd Encinitas, CA 92024 | Building (Residential) | Issued | 2024-04-04 | 197 | A second floor addition to and a remodel of this existing two story condominium unit | Addition | 2023-02-27 |  | 30000 | 1860 Haymarket Addition | Inside City | 2025-06-23 | 2024-12-23 | 0 | Esteban Cisneros
BLDR-027026-2023 | 625 Camino De Orchidia Encinitas, CA 92024 | Building (Residential) | Issued | 2024-04-04 | 2966 | Residential addition | Addition | 2023-07-13 |  | 710000 |  | Old Encinitas | 2025-06-17 | 2024-12-19 | 319.2 | Esteban Cisneros
MEPR-030306-2024 | 1314 Portola Rd Encinitas, CA 92024 | MEP (Residential) | Finaled | 2024-04-05 | 0 | Install 6.8kW rooftop PV system with 17 modules over 338.58 sqft. | Energy Efficiency | 2024-03-11 | 2024-10-08 | 24600 |  | Olivenhain | 2025-04-07 | 2024-10-08 | 0 | Esteban Cisneros
MEPR-030602-2024 | 747 Val Sereno Dr Encinitas, CA 92024 | MEP (Residential) | Finaled | 2024-04-05 | 0 | Replace main electrical panel due to main breaker failure | Service Change | 2024-04-02 | 2024-08-16 | 0 |  | Olivenhain | 2025-02-12 | 2024-08-16 | 0 | Nicole Spradlin
MEPR-030279-2024 | 1337 Neptune Ave Encinitas, CA 92024 | MEP (Residential) | Finaled | 2024-04-05 | 0 | BATTERY FOR MEPR-030278-2024 | New Installation | 2024-03-08 | 2024-05-01 | 0 |  | Leucadia | 2025-04-05 |  | 0 | Sandy Hjalmarson
MEPR-030343-2024 | 582 Hygeia Ave Encinitas, CA 92024 | MEP (Residential) | Issued | 2024-04-05 | 0 | Removing Trailer. Disconnecting electrical and plumbing. | Alteration & Repair | 2024-03-13 |  | 2000 |  | Leucadia | 2025-05-05 | 2024-11-06 | 0 | Esteban Cisneros
BLDR-028154-2023 | 391 Neptune Ave Encinitas, CA 92024 | Building (Residential) | Expired | 2024-04-05 | 892 | Demo existing house and shed. Clear lot. | Demolition | 2023-09-28 |  | 2000 |  | Old Encinitas | 2024-10-14 | 2024-04-17 | 0 | Esteban Cisneros
MEPR-030539-2024 | 1180 Via Di Felicita Encinitas, CA 92024 | MEP (Residential) | Expired | 2024-04-05 | 0 | EMERGENCY REPAIR - Septic to Sewer conversion - NEW SEWER CONNECTION - lateral is already on the property. No work outside of the property line | New Installation | 2024-03-27 |  | 20000 |  | Olivenhain | 2024-10-14 | 2024-04-16 | 0 | Esteban Cisneros
BLDR-028528-2023 | 914 Robley Pl Cardiff-by-the-Sea, CA 92007 | Building (Residential) | Issued | 2024-04-05 | 498 | Addition and interior remodel of an existing 1-story single-family residence. | Addition | 2023-10-26 |  | 750000 |  | Cardiff-By-The-Sea | 2025-05-27 | 2024-11-27 | 0 | Esteban Cisneros
MEPR-030587-2024 | 82 Mcneill Ave Encinitas, CA 92024 | MEP (Residential) | Issued | 2024-04-08 | 0 | (1) tankless water heater changeout | Water Heater | 2024-04-02 |  | 9532.81 |  | Old Encinitas | 2025-04-08 |  | 0 | Esteban Cisneros
MEPR-030576-2024 | 3563 Fortuna Ranch Rd Encinitas, CA 92024 | MEP (Residential) | Expired | 2024-04-08 | 0 | pv solar roof mount | Energy Efficiency | 2024-04-01 |  | 0 |  | Olivenhain | 2024-10-14 | 2024-04-16 | 0 | Esteban Cisneros
MEPR-030545-2024 | 1741 Avenida La Posta Encinitas, CA 92024 | MEP (Residential) | Expired | 2024-04-08 | 0 | (1) 50 gal traditional water heater changeout in garage | Water Heater | 2024-03-28 |  | 0 |  | New Encinitas | 2024-10-09 | 2024-04-12 | 0 | Esteban Cisneros
MEPR-030627-2024 | 526 Shanas Ln Encinitas, CA 92024 | MEP (Residential) | Expired | 2024-04-08 | 0 | Replace Water Heater, Like for Like, Inside Garage | Water Heater | 2024-04-05 |  | 0 |  | New Encinitas | 2024-11-12 | 2024-05-14 | 0 | Esteban Cisneros
MEPC-030440-2024 | 2581 Via Poco Cardiff-by-the-Sea, CA 92007 | MEP (Non-Residential) | Issued | 2024-04-08 | 0 | 200 amp temp power meter pole. | Temporary Power Pole | 2024-03-20 |  | 2000 |  | Cardiff-By-The-Sea | 2025-04-08 |  | 0 | Esteban Cisneros
MEPR-030621-2024 | 1601 San Remo Pl Unit: 103 Encinitas, CA 92024 | MEP (Residential) | Issued | 2024-04-09 | 0 | Roof Mount PV Install - 2.84kW - 7 Modules/micro-inverters - Plan 9 SHEA Homes - Fox Point Farms-TH (4-7 units)-Tract-16527 Reference - MEPR-022193-2022 | Energy Efficiency | 2024-04-05 |  | 7000 |  | Leucadia | 2025-05-05 | 2024-11-06 | 0 | Esteban Cisneros
MEPR-030626-2024 | 1601 San Remo Pl Unit: 201 Encinitas, CA 92024 | MEP (Residential) | Issued | 2024-04-09 | 0 | Roof Mount PV Install - 2.84kW - 7 Modules/micro-inverters - Plan 6 SHEA Homes - Fox Point Farms-TH (4-7 units)-Tract-16527 Reference - MEPR-022193-2022 | Energy Efficiency | 2024-04-05 |  | 7000 |  | Leucadia | 2025-05-05 | 2024-11-06 | 0 | Esteban Cisneros
MEPR-030624-2024 | 1601 San Remo Pl Unit: 202 Encinitas, CA 92024 | MEP (Residential) | Issued | 2024-04-09 | 0 | Roof Mount PV Install - 2.84kW - 7 Modules/micro-inverters - Plan 7 SHEA Homes - Fox Point Farms-TH (4-7 units)-Tract-16527 Reference - MEPR-022193-2022 | Energy Efficiency | 2024-04-05 |  | 7000 |  | Leucadia | 2025-05-05 | 2024-11-06 | 0 | Esteban Cisneros
MEPR-030622-2024 | 1601 San Remo Pl Unit: 104 Encinitas, CA 92024 | MEP (Residential) | Issued | 2024-04-09 | 0 | Roof Mount PV Install - 2.84kW - 7 Modules/micro-inverters - Plan 8 SHEA Homes - Fox Point Farms-TH (4-7 units)-Tract-16527 Reference - MEPR-022193-2022 | Energy Efficiency | 2024-04-05 |  | 7000 |  | Leucadia | 2025-05-05 | 2024-11-06 | 0 | Esteban Cisneros
MEPR-030623-2024 | 1601 San Remo Pl Unit: 105 Encinitas, CA 92024 | MEP (Residential) | Issued | 2024-04-09 | 0 | Roof Mount PV Install - 2.84kW - 7 Modules/micro-inverters - Plan 9 SHEA Homes - Fox Point Farms-TH (4-7 units)-Tract-16527 Reference - MEPR-022193-2022 | Energy Efficiency | 2024-04-05 |  | 7000 |  | Leucadia | 2025-05-05 | 2024-11-06 | 0 | Esteban Cisneros
MEPR-030625-2024 | 1600 San Remo Pl Unit: 104 Encinitas, CA 92024 | MEP (Residential) | Finaled | 2024-04-09 | 0 | Roof Mount PV Install - 2.84kW - 7 Modules/micro-inverters - Plan 9 SHEA Homes - Fox Point Farms-TH (4-7 units)-Tract-16527 Reference - MEPR-022193-2022 | Energy Efficiency | 2024-04-05 | 2024-10-24 | 7000 |  | Leucadia | 2025-04-22 | 2024-10-24 | 0 | Esteban Cisneros
MEPR-030647-2024 | 1914 Park Dale Ln Encinitas, CA 92024 | MEP (Residential) | Expired | 2024-04-09 | 0 | Replace Water Heater, Like for Like, Inside Garage | Water Heater | 2024-04-08 |  | 0 |  | New Encinitas | 2024-10-28 | 2024-04-29 | 0 | Esteban Cisneros
BLDR-028887-2023 | 937 Regal Rd Unit: 2 Encinitas, CA 92024 | Building (Residential) | Issued | 2024-04-09 | 500 | ADU (BLDR-028871-2023) & ADU (BLDR-) Build 2 new ADUs in backyard of existing duplex. existing duplex has existing garage conversion adu. | Accessory Dwelling Unit | 2023-11-20 |  | 75792 | 937 Regal Rd - ADUs | Old Encinitas | 2025-06-09 | 2024-12-09 | 0 | Esteban Cisneros
BLDR-028885-2023 | 927 Regal Rd Unit: 2 Encinitas, CA 92024 | Building (Residential) | Issued | 2024-04-09 | 524 | NEW ADU (BLDR-028870-2023), NEW ADU (BLDR-028885-2023), REMODEL (BLDR-028886-2023) build 2 new ADUs in the backyard of existing duplex. Existing duplex has a garage conversion adu existing. Remodel unit 923 existing adjacent unit. | Accessory Dwelling Unit | 2023-11-20 |  | 79368 |  | Old Encinitas | 2025-06-09 | 2024-12-09 | 0 | Esteban Cisneros
BLDR-028886-2023 | 921-925 Regal Regal Rd Encinitas, CA 92024 | Building (Residential) | Issued | 2024-04-09 | 1080 | NEW ADU (BLDR-028870-2023), NEW ADU (BLDR-028885-2023), REMODEL (BLDR-028886-2023) build 2 new ADUs in the backyard of existing duplex. Existing duplex has a garage conversion adu existing. Remodel unit 923 existing adjacent unit. | Alteration & Repair | 2023-11-20 |  | 15000 |  | Inside City | 2025-05-14 | 2024-11-15 | 0 | Esteban Cisneros
BLDR-028870-2023 | 927 Regal Rd Encinitas, CA 92024 | Building (Residential) | Issued | 2024-04-09 | 556 | NEW ADU (BLDR-028870-2023), NEW ADU (BLDR-028885-2023), REMODEL (BLDR-028886-2023) build 2 new ADUs in the backyard of existing duplex. Existing duplex has a garage conversion adu existing. Remodel unit 923 existing adjacent unit. | Accessory Dwelling Unit | 2023-11-20 |  | 84168 | Regal ADU | Old Encinitas | 2025-06-23 | 2024-12-23 | 0 | Esteban Cisneros
BLDR-028871-2023 | 937 Regal Rd Unit: 1 Encinitas, CA 92024 | Building (Residential) | Issued | 2024-04-09 | 753 | Build 2 new ADUs in backyard of existing duplex. existing duplex has existing garage conversion adu. | Accessory Dwelling Unit | 2023-11-20 |  | 113742 | 937 Regal Rd - ADUs | Old Encinitas | 2025-06-23 | 2024-12-23 | 0 | Esteban Cisneros
MEPR-030670-2024 | 1815 Lahoud Dr Cardiff-by-the-Sea, CA 92007 | MEP (Residential) | Issued | 2024-04-10 | 0 | Roof mounted installation. 6.08kw, 15 modules and 15 micro inverters | Energy Efficiency | 2024-04-09 |  | 50782 |  | Cardiff-By-The-Sea | 2025-01-02 | 2024-07-03 | 0 | Esteban Cisneros
MEPR-030553-2024 | 1019 Emma Dr Cardiff-by-the-Sea, CA 92007 | MEP (Residential) | Finaled | 2024-04-10 | 0 | 5.32KW Roof Mounted PV System | Energy Efficiency | 2024-03-29 | 2024-05-06 | 0 |  | Cardiff-By-The-Sea | 2024-11-04 | 2024-05-06 | 0 | Sandy Hjalmarson
MEPC-029920-2024 | 1074 N El Camino Real Encinitas, CA 92024 | MEP (Non-Residential) | Finaled | 2024-04-10 | 0 | RTU Replacement, Replace three like for like AC units, No weight change or added. | Alteration & Repair | 2024-02-08 | 2024-05-15 | 25000 |  | New Encinitas | 2024-11-12 | 2024-05-15 | 0 | Sandy Hjalmarson
MEPR-030531-2024 | 1074 Hermes Ave Encinitas, CA 92024 | MEP (Residential) | Finaled | 2024-04-10 | 0 | NEW 6.885DC kW(6.33AC kW) ROOF MOUNTED PHOTOVOLTAIC SYSTEM W/ 17 MODS AND 1 INV. | Energy Efficiency | 2024-03-26 | 2024-05-17 | 0 |  | Leucadia | 2024-11-13 | 2024-05-17 | 0 | Sandy Hjalmarson
MEPR-030519-2024 | 568 Faith Ave Cardiff-by-the-Sea, CA 92007 | MEP (Residential) | Expired | 2024-04-10 | 0 | 100-200 amp solar ready meter panel upgrade. | New Installation | 2024-03-26 |  | 2300 |  | Cardiff-By-The-Sea | 2024-10-16 | 2024-04-19 | 0 | Esteban Cisneros
BLDR-024339-2023 | 657 Cornish Dr Encinitas, CA 92024 | Building (Residential) | Finaled | 2024-04-10 | 783 | Multiple Permits: ADU, GARAGE (BLDR-024345-2023) 783 sq.ft. DETACHED ADU with ATTACHED 389 sq.ft. GARAGE | Accessory Dwelling Unit | 2023-02-15 | 2024-08-27 | 150000 |  | Old Encinitas | 2025-05-06 | 2024-11-07 | 0 | Nicole Spradlin
MEPR-030641-2024 | 1528 Juniperhill Dr Encinitas, CA 92024 | MEP (Residential) | Expired | 2024-04-10 | 0 | EV Charging Station | Energy Efficiency | 2024-04-08 |  | 0 |  | New Encinitas | 2024-10-30 | 2024-05-03 | 0 | Esteban Cisneros
BLDC-028093-2023 | 119 N El Camino Real Unit: E Encinitas, CA 92024 | Building (Non-Residential) | Finaled | 2024-04-10 | 1400 | EXISTING TACO RESTAURANT PROPOSED CHINESE RESTAURANT | Tenant Improvement | 2023-09-26 | 2024-09-03 | 8000 |  | New Encinitas | 2025-03-03 | 2024-09-03 | 0 | Nicole Spradlin
MEPR-030632-2024 | 1685 Meadowglen Lane Encinitas, CA 92024 | MEP (Residential) | Finaled | 2024-04-11 | 0 | (1) SOL-ARK 12K-2P-N (2) ENDURENERGY ESP5100 BATTERY (1) ESP-IBU10 INTEGRATED EQUIPMENT CABINET | New Installation | 2024-04-05 | 2024-07-02 | 0 |  | Inside City | 2025-01-02 | 2024-07-02 | 0 | Nicole Spradlin
MEPR-030697-2024 | 3763 Brand Crest Encinitas, CA 92024 | MEP (Residential) | Finaled | 2024-04-11 | 0 | 1. (9) CANADIAN SOLAR CS3N-390MS MODULES 2. (1) TESLA POWERWALL 3 BATTERY + INVERTER 3. (1) TESLA BACKUP SWITCH 4. (1) E-STOP SYSTEM RAPID SHUTDOWN SWITCH 5. (1) BATTERY / PV DISCONNECT 6. 3.51 kW DC / 3.23 KW CEC AC SYSTEM SIZE | Energy Efficiency | 2024-04-10 | 2024-06-17 | 10500 |  | Olivenhain | 2024-12-16 | 2024-06-17 | 0 | Nicole Spradlin
MEPR-030667-2024 | 223 Cerro St Encinitas, CA 92024 | MEP (Residential) | Issued | 2024-04-11 | 0 | 40 gallon gas water heater change out in an outside closet. | Water Heater | 2024-04-09 |  | 3275 |  | New Encinitas | 2025-04-11 |  | 0 | Esteban Cisneros
BLDR-026500-2023 | 1712 Caliban Dr Encinitas, CA 92024 | Building (Residential) | Finaled | 2024-04-11 | 534 | two patio encloser and deck Lower: 262 SQF Upper: 272 SQF | Temporary or Accessory Structure | 2023-06-07 | 2024-07-11 | 122418 |  | New Encinitas | 2025-01-07 | 2024-07-11 | 0 | Sandy Hjalmarson
MEPR-030628-2024 | 1134 Calle Christopher Encinitas, CA 92024 | MEP (Residential) | Finaled | 2024-04-11 | 0 | Condenser Replacement | Alteration & Repair | 2024-04-05 | 2024-05-03 | 0 |  | New Encinitas | 2024-10-30 | 2024-05-03 | 0 | Nicole Spradlin
MEPR-030692-2024 | 225 Winterhawk Ln Encinitas, CA 92024 | MEP (Residential) | Issued | 2024-04-11 | 0 | ADD TO EXISTING SYSTEM Residential roof mount solar PV 2.87KW 7 modules 1 inverter 2 batteries | Energy Efficiency | 2024-04-10 |  | 7000 |  | Olivenhain | 2025-04-11 |  | 0 | Esteban Cisneros
MEPR-030693-2024 | 705 Sunflower St Encinitas, CA 92024 | MEP (Residential) | Issued | 2024-04-11 | 0 | Roof mount solar and Battery install 9 mods, existing main panel, system size 3.24kw/dc 3.8kw/ac, New sub panel, 1 Battery (battery will be applied for separate) | Energy Efficiency | 2024-04-10 |  | 25092 |  | Old Encinitas | 2025-04-11 |  | 0 | Esteban Cisneros
MEPR-030658-2024 | 250 Jacob Ln Encinitas, CA 92024 | MEP (Residential) | Finaled | 2024-04-11 | 0 | Whole house repipe in UPONOR PEX with 19 fixture + tankless water heater in the same location. | Water Heater | 2024-04-09 | 2024-05-07 | 20450 |  | Leucadia | 2024-11-04 | 2024-05-06 | 0 | Nicole Spradlin
MEPR-030634-2024 | 1842 Amalfi Dr Encinitas, CA 92024 | MEP (Residential) | Issued | 2024-04-11 | 0 | (1) NEW 110,000 btu furnace in garage | New Installation | 2024-04-05 |  | 7926.74 |  | Leucadia | 2025-04-11 |  | 0 | Esteban Cisneros
MEPR-030629-2024 | 1449 Rainbow Ridge Ln Encinitas, CA 92024 | MEP (Residential) | Issued | 2024-04-11 | 0 | install new heat pump and furnace | New Installation | 2024-04-05 |  | 0 |  | Leucadia | 2025-04-11 |  | 0 | Esteban Cisneros
MEPR-030698-2024 | 260 Coneflower St Encinitas, CA 92024 | MEP (Residential) | Issued | 2024-04-11 | 0 | Residential Roof-Mounted Solar: 3.24kW/DC, 3.8kW/AC, 9Mods, 1 Inverter, New Subpanel 125A, 1 Battery 10kWH. | Energy Efficiency | 2024-04-10 |  | 18208.8 |  | Old Encinitas | 2025-04-11 |  | 0 | Esteban Cisneros
MEPR-030661-2024 | 2133 Montgomery Ave Cardiff-by-the-Sea, CA 92007 | MEP (Residential) | Finaled | 2024-04-11 | 0 | Emergency Electrical Panel Exchange Like for Like | Service Change | 2024-04-09 | 2024-04-16 | 2000 |  | Cardiff-By-The-Sea | 2024-10-14 | 2024-04-15 | 0 | Nicole Spradlin
MEPR-030685-2024 | 1710 Deerfield Rd Encinitas, CA 92024 | MEP (Residential) | Finaled | 2024-04-11 | 0 | Change out of 80k furnace in garage in same location. No ductwork. | Alteration & Repair | 2024-04-10 | 2024-04-29 | 0 |  | New Encinitas | 2024-10-28 | 2024-04-29 | 0 | Nicole Spradlin
MEPR-028853-2023 | 363 Ocean View Ave Encinitas, CA 92024 | MEP (Residential) | Expired | 2024-04-11 | 0 | Relocation of Gas Meter | Alteration & Repair | 2023-11-17 |  | 0 |  | Old Encinitas | 2024-10-28 | 2024-05-01 | 0 | Esteban Cisneros
MEPR-030671-2024 | 2932 Lone Jack Rd Encinitas, CA 92024 | MEP (Residential) | Expired | 2024-04-11 | 0 | Roof mounted installation. 3 modules and 3 solar edge power optimizers | Energy Efficiency | 2024-04-09 |  | 5358 |  | Olivenhain | 2024-10-28 | 2024-04-29 | 0 | Esteban Cisneros
BLDR-030633-2024 | 1524 Summit Ave Cardiff-by-the-Sea, CA 92007 | Building (Residential) | Expired | 2024-04-11 | 4000 | Remove existence roof cap sheet. Demo all unnecessary debris. Install up to 40sq of Mule hide (white) membrane .60 mil Mechanically attached per specification. ESR-1184 | ReRoof | 2024-04-05 |  | 25000 |  | Cardiff-By-The-Sea | 2024-11-25 | 2024-05-29 | 0 | Esteban Cisneros
MEPR-030540-2024 | 1534 Lake Dr Cardiff-by-the-Sea, CA 92007 | MEP (Residential) | Expired | 2024-04-11 | 0 | install heat pump water heater w/ electrical | Water Heater | 2024-03-27 |  | 0 |  | Cardiff-By-The-Sea | 2024-11-04 | 2024-05-07 | 0 | Esteban Cisneros
MEPR-030631-2024 | 509 N Willowspring Dr Encinitas, CA 92024 | MEP (Residential) | Expired | 2024-04-11 | 0 | Install new tankless water heater in garage. | Water Heater | 2024-04-05 |  | 6895 |  | New Encinitas | 2024-11-06 | 2024-05-10 | 0 | Esteban Cisneros
MEPR-030655-2024 | 798 Fieldstone Ln Encinitas, CA 92024 | MEP (Residential) | Expired | 2024-04-11 | 0 | Electric Panel Upgrade 200A | Alteration & Repair | 2024-04-08 |  | 2000 |  | New Encinitas | 2024-12-02 | 2024-06-03 | 0 | Esteban Cisneros
BLDM-027456-2023 | 1087 Neptune Ave Encinitas, CA 92024 | Building (Mixed Use) | Finaled | 2024-04-11 | 2005 | Remodel of 1 existing unit. (1087 Neptune Ave unit A) | Alteration & Repair | 2023-08-14 | 2024-09-26 | 100000 |  | Leucadia | 2025-03-25 | 2024-09-26 | 0 | Esteban Cisneros
MEPR-030673-2024 | 910 Normandy Rd Encinitas, CA 92024 | MEP (Residential) | Finaled | 2024-04-11 | 0 | Schwan residence 200 to 400A service upgrade. | Service Change | 2024-04-09 | 2024-10-14 | 19893 |  | Leucadia | 2025-04-09 | 2024-10-11 | 0 | Esteban Cisneros
BLDR-028633-2023 | 1478 Neptune Ave Encinitas, CA 92024 | Building (Residential) | Issued | 2024-04-11 | 3338 | DEMOLITION OF AN EXISTING FIRE-DESTROYED STRUCTURE DAMAGED DUPLEX RESIDENTIAL STRUCTURE. | Demolition | 2023-11-03 | 2024-07-24 | 75000 | Robley Blufftop SFR | Leucadia | 2025-04-22 | 2024-07-23 | 0 | Esteban Cisneros
MEPR-030062-2024 | 2121 Park Dale Ln Encinitas, CA 92024 | MEP (Residential) | Finaled | 2024-04-15 | 0 | Roof Top PV Installation, 5.48kW, (15) Solar Modules and (15) Microinverters. | Energy Efficiency | 2024-02-21 | 2024-07-23 | 61737 |  | New Encinitas | 2025-01-21 | 2024-07-23 | 0 | Sandy Hjalmarson
MEPR-030696-2024 | 705 Sunflower St Encinitas, CA 92024 | MEP (Residential) | Issued | 2024-04-15 | 0 | 1 Battery Install | Alteration & Repair | 2024-04-10 |  | 12000 |  | Old Encinitas | 2025-04-15 |  | 0 | Esteban Cisneros
MEPR-030528-2024 | 3525 Fortuna Ranch Rd Encinitas, CA 92024 | MEP (Residential) | Issued | 2024-04-15 | 0 | Upgrading from a 200 AMP service to a 600 AMP service | Service Change | 2024-03-26 |  | 10000 |  | Olivenhain | 2025-02-18 | 2024-08-20 | 0 | Esteban Cisneros
MEPR-030637-2024 | 1060 Wiegand St Encinitas, CA 92024 | MEP (Residential) | Finaled | 2024-04-15 | 0 | Installation of energy storage system with 03 x Tesla Powerwall 2's batteries for energy backup | New Installation | 2024-04-05 | 2024-04-29 | 39600 |  | Olivenhain | 2024-10-28 | 2024-04-29 | 0 | Nicole Spradlin
MEPR-030700-2024 | 260 Coneflower St Encinitas, CA 92024 | MEP (Residential) | Issued | 2024-04-15 | 0 | 1 Battery 10kWH | New Installation | 2024-04-10 |  | 12000 |  | Old Encinitas | 2025-04-15 |  | 0 | Esteban Cisneros
MEPR-030657-2024 | 250 Jacob Ln Encinitas, CA 92024 | MEP (Residential) | Finaled | 2024-04-15 | 0 | Whole house repipe in UPONOR PEX with 19 fixtures + tankless water heater in the same location. | Alteration & Repair | 2024-04-09 | 2024-05-14 | 20450 |  | Leucadia | 2024-11-12 | 2024-05-14 | 0 | Nicole Spradlin
SIGN-030356-2024 | 208 N El Camino Real Encinitas, CA 92024 | Sign | Finaled | 2024-04-15 | 63 | TO INSTALL (2) ILLUMINATED WALL SIGNS | Permanent | 2024-03-14 | 2024-08-21 | 3000 |  | New Encinitas | 2024-10-12 | 2024-08-21 | 0 | Nicole Spradlin
BLDR-028620-2023 | 622 Quail Gardens Ln Encinitas, CA 92024 | Building (Residential) | Issued | 2024-04-15 | 0 | Ground Mount PV 12.15 kW, 30 Panels, 30 Micro Inverters | Temporary or Accessory Structure | 2023-11-02 |  | 55455 |  | Leucadia | 2025-04-15 |  | 0 | Esteban Cisneros
MEPC-030644-2024 | 385 Requeza St Encinitas, CA 92024 | MEP (Non-Residential) | Finaled | 2024-04-15 | 0 | 44 Modules - 2 Inverters - 2 Disconnect - 1 EV charger | Energy Efficiency | 2024-04-08 | 2024-10-07 | 40000 |  | Old Encinitas | 2025-04-07 | 2024-10-07 | 0 | Esteban Cisneros
MEPR-030686-2024 | 1193 Calle Christopher Encinitas, CA 92024 | MEP (Residential) | Finaled | 2024-04-15 | 0 | Change out 80k btu attic furnace and 14 duct runs. | Alteration & Repair | 2024-04-10 | 2024-05-06 | 15000 |  | New Encinitas | 2024-11-04 | 2024-05-06 | 0 | Nicole Spradlin
MEPC-030689-2024 | 681 Encinitas Blvd Unit: 308 Encinitas, CA 92024 | MEP (Non-Residential) | Expired | 2024-04-15 | 0 | Install new 100 amp sub panel for Suite 308. Please RUSH - suite is without power. | Service Change | 2024-04-10 |  | 19600 |  | Old Encinitas | 2024-10-21 | 2024-04-22 | 0 | Esteban Cisneros
MEPR-030695-2024 | 2039 Coolngreen Way Encinitas, CA 92024 | MEP (Residential) | Expired | 2024-04-15 | 0 | 125 amp meter panel upgrade | Alteration & Repair | 2024-04-10 |  | 7500 |  | New Encinitas | 2024-11-04 | 2024-05-07 | 0 | Esteban Cisneros
MEPR-030546-2024 | 1741 Avenida La Posta Encinitas, CA 92024 | MEP (Residential) | Expired | 2024-04-15 | 0 | REPIPE 4 FIXTURES WITH TYPE A PEX PIPING | Alteration & Repair | 2024-03-28 |  | 0 |  | New Encinitas | 2024-11-05 | 2024-05-09 | 0 | Esteban Cisneros
MEPR-030699-2024 | 3763 Brand Crest Encinitas, CA 92024 | MEP (Residential) | Expired | 2024-04-15 | 0 | 1. (9) CANADIAN SOLAR CS3N-390MS MODULES 2. (1) TESLA POWERWALL 3 BATTERY + INVERTER 3. (1) TESLA BACKUP SWITCH 4. (1) E-STOP SYSTEM RAPID SHUTDOWN SWITCH 5. (1) BATTERY / PV DISCONNECT 6. 3.51 kW DC / 3.23 KW CEC AC SYSTEM SIZE | New Installation | 2024-04-10 |  | 15250 |  | Olivenhain | 2024-12-16 | 2024-06-17 | 0 | Esteban Cisneros
BLDR-029244-2023 | 816 Glen Arbor Dr Encinitas, CA 92024 | Building (Residential) | Issued | 2024-04-15 | 92 | Loft construction in Primary Bedroom | Addition | 2023-12-18 |  | 5000 |  | New Encinitas | 2025-03-10 | 2024-09-09 | 0 | Esteban Cisneros
MEPR-030742-2024 | 1823 Eastwood Ln Encinitas, CA 92024 | MEP (Residential) | Finaled | 2024-04-16 | 0 | Roof mounted PV - 14 modules - 5.53kWDC - 1 SE Battery | Energy Efficiency | 2024-04-15 | 2024-06-05 | 0 |  | New Encinitas | 2024-12-02 | 2024-06-05 | 0 | Nicole Spradlin
MEPR-030712-2024 | 142 Mangano Cir Encinitas, CA 92024 | MEP (Residential) | Finaled | 2024-04-16 | 0 | REPLACE 40 GAL WATER HEATER | Water Heater | 2024-04-11 | 2024-06-18 | 2450 |  | Old Encinitas | 2024-12-16 | 2024-06-17 | 0 | Nicole Spradlin
MEPR-030727-2024 | 943 Crest Dr Encinitas, CA 92024 | MEP (Residential) | Finaled | 2024-04-16 | 0 | Roof Mounted PV 14.87KW | Energy Efficiency | 2024-04-12 | 2024-06-13 | 0 |  | New Encinitas | 2024-12-10 | 2024-06-13 | 0 | Nicole Spradlin
MEPR-030674-2024 | 1651 Orchard Wood Rd Encinitas, CA 92024 | MEP (Residential) | Finaled | 2024-04-16 | 0 | REPLACE HEAT PUMP AND FURNACE | Alteration & Repair | 2024-04-09 | 2024-05-07 | 0 |  | New Encinitas | 2024-11-04 | 2024-05-07 | 0 | Nicole Spradlin
MEPR-030560-2024 | 529 Neptune Ave Encinitas, CA 92024 | MEP (Residential) | Issued | 2024-04-16 | 0 | REPLACE FURNACE | Alteration & Repair | 2024-03-29 |  | 0 |  | Leucadia | 2025-04-16 |  | 0 | Esteban Cisneros
MEPR-030756-2024 | 421 Bach St Cardiff-by-the-Sea, CA 92007 | MEP (Residential) | Finaled | 2024-04-17 | 0 | Replace Water Heater, Like for Like, Inside Garage | Water Heater | 2024-04-16 | 2024-05-07 | 0 |  | Cardiff-By-The-Sea | 2024-11-04 | 2024-05-07 | 0 | Nicole Spradlin
MEPR-030754-2024 | 114 Melrose Ave Encinitas, CA 92024 | MEP (Residential) | Finaled | 2024-04-17 | 0 | NEW INSTALLATION OF A 7.6DC kW(6.91AC kW) ROOF MOUNTED PHOTOVOLTAIC SYSTEM W/ 20 MODS, 20 MICRO INV, & 2 BATTERIES (SEPARATE PERMIT REQUIRED FOR BATTERY INSTALLATION) | Energy Efficiency | 2024-04-16 | 2024-07-17 | 0 |  | Old Encinitas | 2025-01-13 | 2024-07-17 | 0 | Nicole Spradlin
MEPR-030755-2024 | 304 Village Run W Encinitas, CA 92024 | MEP (Residential) | Issued | 2024-04-17 | 0 | Roof mounted pv with energy storage system 4.1 kW 10 pv panels ESS on a separate permit | Energy Efficiency | 2024-04-16 |  | 0 |  | New Encinitas | 2025-01-02 | 2024-06-27 | 0 | Esteban Cisneros
MEPR-030672-2024 | 3241 Circa De Tierra Encinitas, CA 92024 | MEP (Residential) | Issued | 2024-04-17 | 0 | PROPOSED 87 LF GAS RUN (1.5'' POLY GAS LINE TRENCHED 18'' U/G) TO SUB OUTS FOR FUTURE BBQ AND FIRE PIT. PROPOSED 114 LF OF ELECTRICAL RUN (#12 WIRE, 1'' CONDUIT TRENCHED 18'' U/G) TO GFCI | New Installation | 2024-04-09 |  | 1500 |  | Olivenhain | 2025-04-17 |  | 0 | Esteban Cisneros
MEPR-030407-2024 | 1033 Elmview Dr Encinitas, CA 92024 | MEP (Residential) | Issued | 2024-04-17 | 0 | Proposed 24kW Generac (Model #7210) Standby Generator w/ 100A Automatic Transfer Switch w/ 1-1/4" Dedicated Gas Line | New Installation | 2024-03-19 |  | 15000 |  | New Encinitas | 2025-04-17 |  | 0 | Esteban Cisneros
MEPR-030761-2024 | 2039 Red Coach Ln Encinitas, CA 92024 | MEP (Residential) | Finaled | 2024-04-17 | 0 | Adding Second Solar System PV(14) Modules At 405 Watt 5.670 KW-DC / 5.110 KW-AC (14) Microinverters Roof Mounted (2) Battery Encharge 5P-1P-NA New 225 Amps Subpanel | Energy Efficiency | 2024-04-16 | 2024-06-26 | 17750 |  | New Encinitas | 2024-12-23 | 2024-06-26 | 0 | Nicole Spradlin
MEPR-030764-2024 | 75 Mcneill Ave Encinitas, CA 92024 | MEP (Residential) | Finaled | 2024-04-17 | 0 | EV Charger | Energy Efficiency | 2024-04-16 | 2024-04-30 | 0 |  | Old Encinitas | 2024-10-28 | 2024-04-30 | 0 | Nicole Spradlin
MEPR-030743-2024 | 1823 Eastwood Ln Encinitas, CA 92024 | MEP (Residential) | Issued | 2024-04-17 | 0 | New Solaredge Battery - 10kWh - BAT-10K1P | New Installation | 2024-04-15 |  | 0 |  | New Encinitas | 2025-04-17 |  | 0 | Esteban Cisneros
MEPR-030738-2024 | 1321 Evergreen Dr Cardiff-by-the-Sea, CA 92007 | MEP (Residential) | Issued | 2024-04-17 | 0 | FRESH WATER REPIPE | Alteration & Repair | 2024-04-15 |  | 24000.99 |  | Cardiff-By-The-Sea | 2025-04-17 |  | 0 | Esteban Cisneros
BLDR-016058-2021 | 553 N Vulcan Ave Encinitas, CA 92024 | Building (Residential) | Issued | 2024-04-17 | 1977 | Unit 12: New 2-Story Single Family Dwelling (1,851 SF) w/ 446 SF Garage | New Construction | 2021-06-24 |  | 193447 |  | Leucadia | 2025-05-05 | 2024-11-06 | 0 | Esteban Cisneros
BLDR-016040-2021 | 567 N Vulcan Ave Encinitas, CA 92024 | Building (Residential) | Issued | 2024-04-17 | 1977 | Unit 3: New 2-Story Single Family Dwelling (1,851SF) w/ 446 SF Garage | New Construction | 2021-06-23 |  | 193447 |  | Leucadia | 2025-04-21 | 2024-10-22 | 0 | Esteban Cisneros
BLDR-016039-2021 | 569 N Vulcan Ave Encinitas, CA 92024 | Building (Residential) | Issued | 2024-04-17 | 1977 | Unit 2 - New 2-Story Single Family Dwelling (1,803SF) w/ 446 SF Garage | New Construction | 2021-06-23 |  | 188738 |  | Leucadia | 2025-04-21 | 2024-10-22 | 0 | Esteban Cisneros
BLDR-016038-2021 | 571 N Vulcan Ave Encinitas, CA 92024 | Building (Residential) | Issued | 2024-04-17 | 1977 | (Unit 1) New 2-Story Single Family Dwelling (1,798SF) w/ 446 SF Garage | New Construction | 2021-06-23 |  | 188247 |  | Leucadia | 2025-04-21 | 2024-10-22 | 0 | Esteban Cisneros
BLDR-016042-2021 | 563 N Vulcan Ave Encinitas, CA 92024 | Building (Residential) | Issued | 2024-04-17 | 1977 | Unit 5: New 2-Story Single Family Dwelling (1,798 SF) w/ 446 SF Garage | New Construction | 2021-06-23 |  | 188247 |  | Leucadia | 2025-04-23 | 2024-10-25 | 0 | Esteban Cisneros
BLDR-016043-2021 | 565 N Vulcan Ave Encinitas, CA 92024 | Building (Residential) | Issued | 2024-04-17 | 1977 | Unit 6: New 2-Story Single Family Dwelling (1,531 SF) w/ 446 SF Garage | New Construction | 2021-06-23 |  | 162055 |  | Leucadia | 2025-04-23 | 2024-10-25 | 0 | Esteban Cisneros
BLDR-016053-2021 | 557 N Vulcan Ave Encinitas, CA 92024 | Building (Residential) | Issued | 2024-04-17 | 1977 | (Unit 8) New 2-Story Single Family Dwelling (1,803 SF) w/ 446 SF Garage | New Construction | 2021-06-24 |  | 188738 |  | Leucadia | 2025-04-28 | 2024-10-29 | 0 | Esteban Cisneros
BLDR-016054-2021 | 555 N Vulcan Ave Encinitas, CA 92024 | Building (Residential) | Issued | 2024-04-17 | 1977 | LOT 9: New 2-Story Single Family Dwelling (1,851 SF) w/ 446 SF Garage | New Construction | 2021-06-24 |  | 193447 |  | Leucadia | 2025-04-28 | 2024-10-29 | 0 | Esteban Cisneros
MEPR-030711-2024 | 3177 Lone Jack Rd Encinitas, CA 92024 | MEP (Residential) | Expired | 2024-04-17 | 0 | Remove old hot water and replace with a new one | Water Heater | 2024-04-11 |  | 5731 |  | Olivenhain | 2024-10-28 | 2024-05-01 | 0 | Esteban Cisneros
MEPR-030750-2024 | 604 Camino De Orchidia Encinitas, CA 92024 | MEP (Residential) | Expired | 2024-04-17 | 0 | rooftop 8.0kW PV solar system | Energy Efficiency | 2024-04-15 |  | 10000 |  | Old Encinitas | 2024-11-18 | 2024-05-21 | 0 | Esteban Cisneros
BLDR-029050-2023 | 1500 Livorno Pl Unit: 207 Encinitas, CA 92024 | Building (Residential) | Issued | 2024-04-17 | 1455 | Phase 303 - 13 plex- Model Plan 17X | New Construction | 2023-12-04 |  | 247024 |  | Leucadia | 2025-06-02 | 2024-12-04 | 0 | Esteban Cisneros
BLDR-030607-2024 | 2465 Oxford Ave Cardiff-by-the-Sea, CA 92007 | Building (Residential) | Expired | 2024-04-17 | 0 | Replacing 5 exiting windows with energy efficient, retrofit vinyl windows. Like for like. No structural changes. | Alteration & Repair | 2024-04-03 |  | 6892.25 |  | Cardiff-By-The-Sea | 2024-11-19 | 2024-05-23 | 0 | Esteban Cisneros
BLDR-029052-2023 | 1500 Livorno Pl Unit: 209 Encinitas, CA 92024 | Building (Residential) | Issued | 2024-04-17 | 1455 | Phase 303 - 13 plex - Model Plan 18X | New Construction | 2023-12-04 |  | 284997 |  | Leucadia | 2025-06-02 | 2024-12-04 | 0 | Esteban Cisneros
BLDR-016052-2021 | 559 N Vulcan Ave Encinitas, CA 92024 | Building (Residential) | Issued | 2024-04-17 | 1977 | (Unit 7) New 2-Story Single Family Dwelling (1,798 SF) w/ 446 SF Garage | New Construction | 2021-06-24 |  | 188247.4 |  | Leucadia | 2025-06-09 | 2024-12-09 | 0 | Esteban Cisneros
BLDR-016057-2021 | 551 N Vulcan Ave Encinitas, CA 92024 | Building (Residential) | Issued | 2024-04-17 | 1977 | Unit 11: New 2-Story Single Family Dwelling (1,798 SF) w/ 446 SF Garage | New Construction | 2021-06-24 |  | 192922 |  | Leucadia | 2025-06-09 | 2024-12-09 | 0 | Esteban Cisneros
BLDR-016055-2021 | 543 N Vulcan Ave Encinitas, CA 92024 | Building (Residential) | Issued | 2024-04-17 | 1977 | UNIT 10: New 2-Story Single Family Dwelling (1,803 SF) w/ 446 SF Garage | New Construction | 2021-06-24 |  | 188738 |  | Leucadia | 2025-06-09 | 2024-12-09 | 0 | Esteban Cisneros
BLDR-022485-2022 | 136 Grandview St Encinitas, CA 92024 | Building (Residential) | Issued | 2024-04-17 | 800 | Multiple Permits: Proposed to build 2 detached A.D.U.s in the rear yard (BLDR-022490-2022) | Accessory Dwelling Unit | 2022-10-07 |  | 80000 |  | Leucadia | 2025-05-27 | 2024-11-27 | 0 | Esteban Cisneros
BLDR-022490-2022 | 132 Grandview St Encinitas, CA 92024 | Building (Residential) | Issued | 2024-04-17 | 800 | Multiple Permits: Proposed to build 2 detached A.D.U.s in the rear yard (BLDR-022485-2022) | Accessory Dwelling Unit | 2022-10-10 |  | 80000 |  | Leucadia | 2025-06-02 | 2024-12-02 | 0 | Esteban Cisneros
MEPR-029936-2024 | 2015 Edinburg Ave Cardiff, CA 92007 | MEP (Residential) | Expired | 2024-04-17 | 0 | Electrical panel upgrade | Alteration & Repair | 2024-02-09 |  | 0 |  | Inside City | 2024-11-04 | 2024-05-07 | 0 | Esteban Cisneros
MEPR-030746-2024 | 1552 Calle Ryan Encinitas, CA 92024 | MEP (Residential) | Expired | 2024-04-17 | 0 | Replace Water Heater, Like-for-Like, Inside Garage | Water Heater | 2024-04-15 |  | 0 |  | New Encinitas | 2024-11-04 | 2024-05-08 | 0 | Esteban Cisneros
BLDR-029049-2023 | 1500 Livorno Pl Unit: 206 Encinitas, CA 92024 | Building (Residential) | Issued | 2024-04-17 | 1455 | Phase 303 - 13 plex - Model Plan 17X | New Construction | 2023-12-04 |  | 247024 |  | Leucadia | 2025-05-20 | 2024-11-21 | 0 | Esteban Cisneros
BLDR-029042-2023 | 1500 Livorno Pl Unit: 201 Encinitas, CA 92024 | Building (Residential) | Issued | 2024-04-17 | 1455 | Phase 303 - 13 plex - Model Plan 15X | New Construction | 2023-12-04 |  | 214231 |  | Leucadia | 2025-05-21 | 2024-11-22 | 0 | Esteban Cisneros
BLDR-029051-2023 | 1500 Livorno Pl Unit: 208 Encinitas, CA 92024 | Building (Residential) | Issued | 2024-04-17 | 1455 | Phase 303 - 13 plex - Model Plan 17X | New Construction | 2023-12-04 |  | 247024 |  | Leucadia | 2025-05-21 | 2024-11-22 | 0 | Esteban Cisneros
BLDR-029038-2023 | 1500 Livorno Pl Unit: 102 Encinitas, CA 92024 | Building (Residential) | Issued | 2024-04-17 | 15216 | Phase 303 - 13 plex - Model Plan 13X | New Construction | 2023-12-04 |  | 216151 |  | Leucadia | 2025-05-27 | 2024-11-26 | 0 | Esteban Cisneros
BLDR-029039-2023 | 1500 Livorno Pl Unit: 103 Encinitas, CA 92024 | Building (Residential) | Issued | 2024-04-17 | 1455 | Phase 303 - 13 plex - Model Plan 20 | New Construction | 2023-12-04 |  | 247736 |  | Leucadia | 2025-05-27 | 2024-11-26 | 0 | Esteban Cisneros
BLDR-029043-2023 | 1500 Livorno Pl Unit: 202 Encinitas, CA 92024 | Building (Residential) | Issued | 2024-04-17 | 1455 | Phase 303 - 13 plex - Model Plan 19 | New Construction | 2023-12-04 |  | 224191 |  | Leucadia | 2025-05-27 | 2024-11-26 | 0 | Esteban Cisneros
BLDR-028993-2023 | 1500 Livorno Pl Unit: 101 Encinitas, CA 92024 | Building (Residential) | Issued | 2024-04-17 | 704 | Phase 303 - 13 plex - Model Plan 11 | New Construction | 2023-11-30 |  | 174288 |  | Leucadia | 2025-05-27 | 2024-11-26 | 0 | Esteban Cisneros
BLDR-029048-2023 | 1500 Livorno Pl Unit: 205 Encinitas, CA 92024 | Building (Residential) | Issued | 2024-04-17 | 1455 | Phase 303 - 13 plex - Model Plan 16 | New Construction | 2023-12-04 |  | 235253 |  | Leucadia | 2025-05-27 | 2024-11-26 | 0 | Esteban Cisneros
BLDR-029047-2023 | 1500 Livorno Pl Unit: 204 Encinitas, CA 92024 | Building (Residential) | Issued | 2024-04-17 | 1455 | Phase 303 - 13 plex - Model Plan 11 | New Construction | 2023-12-04 |  | 174288 |  | Leucadia | 2025-05-27 | 2024-11-26 | 0 | Esteban Cisneros
BLDR-029041-2023 | 1500 Livorno Pl Unit: 104 Encinitas, CA 92024 | Building (Residential) | Issued | 2024-04-17 | 1455 | Phase 303 - 13 plex - Model Plan 12X | New Construction | 2023-12-04 |  | 205780 |  | Leucadia | 2025-05-27 | 2024-11-26 | 0 | Esteban Cisneros
BLDR-029046-2023 | 1500 Livorno Pl Unit: 203 Encinitas, CA 92024 | Building (Residential) | Issued | 2024-04-17 | 1455 | Phase 303 - 13 plex - Model Plan 14X | New Construction | 2023-12-04 |  | 221760 |  | Leucadia | 2025-05-27 | 2024-11-26 | 0 | Esteban Cisneros
MEPR-030733-2024 | 647 Arden Dr Encinitas, CA 92024 | MEP (Residential) | Finaled | 2024-04-17 | 0 | Replace upstairs furnace only | Alteration & Repair | 2024-04-12 | 2024-05-30 | 6000 |  | Old Encinitas | 2024-11-25 | 2024-05-30 | 0 | Nicole Spradlin
MEPR-030728-2024 | 943 Crest Dr Encinitas, CA 92024 | MEP (Residential) | Expired | 2024-04-17 | 0 | 13.5KWH Energy Storage System | New Installation | 2024-04-12 |  | 0 |  | New Encinitas | 2024-12-10 | 2024-06-13 | 0 | Esteban Cisneros
MEPR-030397-2024 | 211 Meadow Vista Way Encinitas, CA 92024 | MEP (Residential) | Finaled | 2024-04-18 | 0 | REPLACE FAU (80k BTUs) - GARAGE, W/DUCT (13) | Alteration & Repair | 2024-03-18 | 2024-09-12 | 13222 |  | New Encinitas | 2025-02-26 | 2024-08-30 | 0 | Nicole Spradlin
MEPR-030703-2024 | 1302 Blue Heron Ave Encinitas, CA 92024 | MEP (Residential) | Finaled | 2024-04-18 | 0 | battery install for solar | New Installation | 2024-04-11 | 2024-04-22 | 0 |  | Leucadia | 2024-10-21 | 2024-04-22 | 0 | Nicole Spradlin
MEPR-030729-2024 | 335 W I St Encinitas, CA 92024 | MEP (Residential) | Finaled | 2024-04-18 | 0 | Installing 5 new sub-meters (addresses already received) for EV charging units. SDG&E Project No. 300000489182. | New Installation | 2024-04-12 | 2024-07-25 | 0 |  | Old Encinitas | 2025-01-21 | 2024-07-25 | 0 | Nicole Spradlin
MEPR-030763-2024 | 2039 Red Coach Ln Encinitas, CA 92024 | MEP (Residential) | Issued | 2024-04-18 | 0 | New 225 Amps SubPanel | Service Change | 2024-04-16 |  | 750 |  | New Encinitas | 2024-12-23 | 2024-06-26 | 0 | Esteban Cisneros
BLDR-028758-2023 | 2474 Manchester Ave Cardiff-by-the-Sea, CA 92007 | Building (Residential) | Finaled | 2024-04-18 | 126 | 126 sq ft retaining wall. 26 ft long by 6 ft tall from footing to top of wall. Made in accordance with Firgure 1a/Typical Retaining Wall with Level Backfill of the City of Encinitas, Development Services Department, STANDARD CANTILEVERED MASONRY RETAINING WALLS, BLD 126, Aug 2023, with attached Figures and Tables dated September 2023. | Retaining Wall | 2023-11-09 | 2024-05-28 | 11000 |  | Cardiff-By-The-Sea | 2024-11-20 | 2024-05-24 | 0 | Sandy Hjalmarson
BLDR-026122-2023 | 1141 San Dieguito Dr Encinitas, CA 92024 | Building (Residential) | Issued | 2024-04-18 | 1519 | Remodeling of, and 2nd story addition to, an existing one-story single-family residence | Addition | 2023-05-17 |  | 224812 |  | Old Encinitas | 2025-03-24 | 2024-09-25 | 0 | Esteban Cisneros
MEPR-030781-2024 | 383 Trailview Rd Encinitas, CA 92024 | MEP (Residential) | Finaled | 2024-04-18 | 0 | NEW INSTALLATION OF A 7.6DC kW(7.06AC kW) ( ROOF TOP SOLAR ONLY) ROOF MOUNTED PHOTOVOLTAIC SYSTEM W/ 19 MODS AND 19 MICRO INV | Energy Efficiency | 2024-04-18 | 2024-05-03 | 0 |  | New Encinitas | 2024-10-30 | 2024-05-03 | 0 | Nicole Spradlin
MEPR-030786-2024 | 3535 Fortuna Ranch Rd Encinitas, CA 92024 | MEP (Residential) | Issued | 2024-04-18 | 0 | REPLACE 80,000 BTU, 80% AFUE FURNACE IN CLOSET | Alteration & Repair | 2024-04-18 |  | 5000 |  | Olivenhain | 2025-04-18 |  | 0 | Esteban Cisneros
MEPR-030757-2024 | 304 Village Run W Encinitas, CA 92024 | MEP (Residential) | Finaled | 2024-04-18 | 0 | Energy Storage System installation with PV system - on a separate permit Tesla Powerwall 3 13.5 kWH | New Installation | 2024-04-16 | 2024-06-27 | 0 |  | New Encinitas | 2025-01-02 | 2024-06-27 | 0 | Nicole Spradlin
MEPR-030759-2024 | 907 Springwood Ln Encinitas, CA 92024 | MEP (Residential) | Finaled | 2024-04-18 | 0 | ADDING 2 NEW AC UNITS. ONE ON THE RIGHT SIDE YARD AND ONE ON THE LEFT SIDE YARD. USING EXISTING DUCTWORK AND EXISTING ELECTRICAL PANEL | New Installation | 2024-04-16 | 2024-05-07 | 19000 |  | Olivenhain | 2024-11-04 | 2024-05-07 | 0 | Nicole Spradlin
MEPC-030734-2024 | 625 Camino De Orchidia Encinitas, CA 92024 | MEP (Non-Residential) | Expired | 2024-04-18 | 0 | 100-amp commercial temporary meter pedestal | Temporary Power Pole | 2024-04-12 |  | 2000 |  | Old Encinitas | 2024-10-21 | 2024-04-22 | 0 | Esteban Cisneros
BLDR-029345-2024 | 107 Third St Encinitas, CA 92024 | Building (Residential) | Finaled | 2024-04-18 | 616 | Demolition of unhabitable burnt house | Demolition | 2024-01-02 | 2024-10-21 | 7000 |  | Old Encinitas | 2025-04-02 | 2024-10-04 | 0 | Esteban Cisneros
BLDR-030665-2024 | 233 N Vulcan Ave Encinitas, CA 92024 | Building (Residential) | Issued | 2024-04-18 | 10 | Add closet to create bedroom | Alteration & Repair | 2024-04-09 |  | 500 |  | Old Encinitas | 2025-04-28 | 2024-10-29 | 0 | Esteban Cisneros
BLDR-027871-2023 | 2204 Via Tiempo Cardiff-by-the-Sea, CA 92007 | Building (Residential) | Expired | 2024-04-18 | 260 | patio cover | Temporary or Accessory Structure | 2023-09-13 |  | 50000 |  | Inside City | 2024-11-19 | 2024-05-23 | 0 | Esteban Cisneros
MEPR-030554-2024 | 1019 Emma Dr Cardiff-by-the-Sea, CA 92007 | MEP (Residential) | Expired | 2024-04-18 | 0 | 5.32KW Rooftop Mounted Solar with 13.5KWH Energy Storage System | New Installation | 2024-03-29 |  | 0 |  | Cardiff-By-The-Sea | 2024-11-04 | 2024-05-06 | 0 | Esteban Cisneros
BLDR-016041-2021 | 561 N Vulcan Ave Encinitas, CA 92024 | Building (Residential) | Issued | 2024-04-19 | 1977 | Unit 4: New 2-Story Single Family Dwelling (1,803 SF) w/ 446 SF Garage | New Construction | 2021-06-23 |  | 188738 |  | Leucadia | 2025-04-23 | 2024-10-25 | 0 | Esteban Cisneros
BLDR-030361-2024 | 462 Moonlight Ln Encinitas, CA 92024 | Building (Residential) | Expired | 2024-04-19 | 3000 | 30 square roof replacement TPO Mule hide 60 Mil | ReRoof | 2024-03-14 |  | 29400 |  | Old Encinitas | 2024-11-12 | 2024-05-15 | 0 | Esteban Cisneros
MEPR-030773-2024 | 1155 Avenida Esteban Encinitas, CA 92024 | MEP (Residential) | Finaled | 2024-04-19 | 0 | REPLACE AC AND FURNACE | Alteration & Repair | 2024-04-17 | 2024-05-06 | 0 |  | New Encinitas | 2024-11-04 | 2024-05-06 | 0 | Nicole Spradlin
BLDR-030798-2024 | 330 W E St Encinitas, CA 92024 | Building (Residential) | Issued | 2024-04-22 | 2300 | Re-roof - Remove and dispose of existing roof material. Install new underlayment. Install new, same quality tile as existing roof. | ReRoof | 2024-04-19 |  | 26172 |  | Old Encinitas | 2025-04-22 |  | 0 | Esteban Cisneros
MEPR-030804-2024 | 3689 Sage Canyon Dr Encinitas, CA 92024 | MEP (Residential) | Issued | 2024-04-22 | 0 | REPLACE 50-gallon WATER HEATER - GARAGE, LIKE FOR LIKE CHANGEOUT, SAME LOCATION | Water Heater | 2024-04-19 |  | 3700 |  | New Encinitas | 2025-04-22 |  | 0 | Esteban Cisneros
MEPR-030660-2024 | 1743 Hawk View Dr Encinitas, CA 92024 | MEP (Residential) | Finaled | 2024-04-22 | 0 | Install 60A EV charging station | Energy Efficiency | 2024-04-09 | 2024-05-13 | 1000 |  | Leucadia | 2024-11-12 | 2024-05-13 | 0 | Nicole Spradlin
BLDR-030499-2024 | 67 E E St Encinitas, CA 92024 | Building (Residential) | Finaled | 2024-04-22 | 5.7 | Adding a larger window to the bedroom to make compliant with egress. There is currently a pre existing window in the space that is not currently to code. | Alteration & Repair | 2024-03-22 | 2024-06-03 | 700 |  | Old Encinitas | 2024-11-12 | 2024-05-16 | 0 | Sandy Hjalmarson
MEPR-030714-2024 | 1140 Monterey Pl Encinitas, CA 92024 | MEP (Residential) | Expired | 2024-04-22 | 0 | main service upgrade to 225A | Service Change | 2024-04-11 |  | 0 |  | New Encinitas | 2024-10-21 | 2024-04-23 | 0 | Esteban Cisneros
MEPR-030762-2024 | 2039 Red Coach Ln Encinitas, CA 92024 | MEP (Residential) | Issued | 2024-04-22 | 0 | (2) Encharge Batteries -5P-1P-NA Part Of Solar Installation | New Installation | 2024-04-16 |  | 5000 |  | New Encinitas | 2024-12-23 | 2024-06-26 | 0 | Esteban Cisneros
BLDR-028292-2023 | 1020 Genie Ln Cardiff-by-the-Sea, CA 92007 | Building (Residential) | Finaled | 2024-04-22 | 279 | ADDITION TO, AND REMODELING OF, AN EXISTING ONE-STORY SINGLE FAMILY RESIDENCE | Addition | 2023-10-06 | 2024-07-26 | 102000 |  | Cardiff-By-The-Sea | 2025-01-22 | 2024-07-26 | 0 | Sandy Hjalmarson
MEPR-030650-2024 | 1912 Circle Park Ln Encinitas, CA 92024 | MEP (Residential) | Expired | 2024-04-22 | 0 | Main Panel Upgrade 100 to 125A | Service Change | 2024-04-08 |  | 3000 |  | New Encinitas | 2024-12-09 | 2024-06-11 | 0 | Esteban Cisneros
BLDR-029631-2024 | 1512 Tucker Ln Encinitas, CA 92024 | Building (Residential) | Issued | 2024-04-22 | 1850 | Removal and replacement of 4 windows. Repairs to post and sliding glass door | Alteration & Repair | 2024-01-19 |  | 7500 |  | New Encinitas | 2025-07-02 | 2025-01-03 | 0 | Esteban Cisneros
BLDR-026717-2023 | 290 Sharp Pl Encinitas, CA 92024 | Building (Residential) | Issued | 2024-04-23 | 1200 | interior remodel and exterior hardscapes and above grade pre fab pool (SEPARATE PERMIT) | Alteration & Repair | 2023-06-20 |  | 120000 |  | New Encinitas | 2025-03-17 | 2024-09-17 | 0 | Esteban Cisneros
MEPR-030819-2024 | 676 Corona Way Encinitas, CA 92024 | MEP (Residential) | Issued | 2024-04-23 | 0 | Removal and Re-Install of Existing PV System. 2 Inverters upgraded to meet latest codes. No changes to ESS or PV layout | Energy Efficiency | 2024-04-22 |  | 0 |  | Old Encinitas | 2025-04-23 |  | 0 | Esteban Cisneros
MEPR-030833-2024 | 1967 Azure Way Encinitas, CA 92024 | MEP (Residential) | Expired | 2024-04-23 | 0 | Gas line repair | Alteration & Repair | 2024-04-22 |  | 0 |  | New Encinitas | 2024-10-21 | 2024-04-24 | 0 | Esteban Cisneros
MEPR-030719-2024 | 3049 Camino Del Rancho Encinitas, CA 92024 | MEP (Residential) | Issued | 2024-04-23 | 0 | Upgrading electric with SDGE. Thank you for helping process quickly due to SDGE delays! 200 to 400 AMP electric meter upgrade. | Alteration & Repair | 2024-04-11 |  | 0 |  | Olivenhain | 2025-04-23 |  | 0 | Esteban Cisneros
MEPR-030822-2024 | 1540 Caudor St Encinitas, CA 92024 | MEP (Residential) | Finaled | 2024-04-24 | 0 | 9430 Watt Solar pv system with ESS 23 Modules - 9 mci connectors - Roof mounted solar | Energy Efficiency | 2024-04-22 | 2024-07-02 | 37215 |  | Leucadia | 2025-01-02 | 2024-07-02 | 0 | Nicole Spradlin
SIGN-030740-2024 | Intersection: Coast Highway 101 and Encinitas Blvd. | Sign | Expired | 2024-04-24 | 18 | Taste of Cardiff information banner | Temporary | 2024-04-15 |  | 60 |  | Old Encinitas | 2024-05-02 |  | 0 | Maile Luther
MEPR-030849-2024 | 1870 Wilstone Ave Encinitas, CA 92024 | MEP (Residential) | Finaled | 2024-04-24 | 0 | Replace Water Heater, Like for Like, Inside Garage | Water Heater | 2024-04-23 | 2024-05-13 | 0 |  | Leucadia | 2024-11-05 | 2024-05-09 | 0 | Nicole Spradlin
MEPR-030780-2024 | 114 Melrose Ave Encinitas, CA 92024 | MEP (Residential) | Issued | 2024-04-24 | 0 | 2 BATTERIES FOR MEPR-030754-2024 | New Installation | 2024-04-18 |  | 0 |  | Old Encinitas | 2025-04-24 |  | 0 | Esteban Cisneros
MEPR-030557-2024 | 687 S Coast Highway 101 Unit: 216 Encinitas, CA 92024 | MEP (Residential) | Finaled | 2024-04-24 | 0 | Change out, like for like, split system (air handler & heat pump) in the same location. | Alteration & Repair | 2024-03-29 | 2024-09-30 | 17242 |  | Old Encinitas | 2025-03-31 | 2024-09-30 | 0 | Esteban Cisneros
MEPR-030839-2024 | 102 Solace Ct Encinitas, CA 92024 | MEP (Residential) | Expired | 2024-04-24 | 0 | Replace Water Heater, Like for Like, Inside Garage | Water Heater | 2024-04-23 |  | 0 |  | New Encinitas | 2024-11-04 | 2024-05-08 | 0 | Esteban Cisneros
MEPR-030815-2024 | 737 Fieldstone Ln Encinitas, CA 92024 | MEP (Residential) | Expired | 2024-04-24 | 0 | Upgrade Existing 100 AMP Electric panel to 200 AMP | Alteration & Repair | 2024-04-22 |  | 7000 |  | New Encinitas | 2024-11-05 | 2024-05-09 | 0 | Esteban Cisneros
MEPR-030799-2024 | 280 Village Run W Encinitas, CA 92024 | MEP (Residential) | Expired | 2024-04-24 | 0 | Whole house repipe in UPONOR PEX with 10 fixtures. | Alteration & Repair | 2024-04-19 |  | 11000 |  | New Encinitas | 2024-11-06 | 2024-05-10 | 0 | Esteban Cisneros
BLDR-029804-2024 | 1300 Bergamo Pl Unit: 201 Encinitas, CA 92024 | Building (Residential) | Issued | 2024-04-24 | 1315 | (AFFORDABLE UNIT) PER H FORM INFO Phase 206: 6-Plex: Model Plan 7 | New Construction | 2024-01-31 |  | 258318 | Fox Point Farms - Parent Project | Leucadia | 2025-06-11 | 2024-12-13 | 0 | Esteban Cisneros
BLDR-029803-2024 | 1300 Bergamo Pl Unit: 105 Encinitas, CA 92024 | Building (Residential) | Issued | 2024-04-24 | 1315 | Phase 206: 6-Plex: Model Plan 6 | New Construction | 2024-01-31 |  | 219585 | Fox Point Farms - Parent Project | Leucadia | 2025-06-11 | 2024-12-13 | 0 | Esteban Cisneros
BLDR-029800-2024 | 1300 Bergamo Pl Unit: 102 Encinitas, CA 92024 | Building (Residential) | Issued | 2024-04-24 | 1308 | Phase 206: 6-Plex: Model Plan 9 | New Construction | 2024-01-31 |  | 297775 | Fox Point Farms - Parent Project | Leucadia | 2025-06-11 | 2024-12-13 | 0 | Esteban Cisneros
BLDR-029802-2024 | 1300 Bergamo Pl Unit: 104 Encinitas, CA 92024 | Building (Residential) | Issued | 2024-04-24 | 1308 | Phase 206: 6-Plex: Model Plan 9 | New Construction | 2024-01-31 |  | 297775 | Fox Point Farms - Parent Project | Leucadia | 2025-06-11 | 2024-12-13 | 0 | Esteban Cisneros
BLDR-029801-2024 | 1300 Bergamo Pl Unit: 103 Encinitas, CA 92024 | Building (Residential) | Issued | 2024-04-24 | 1315 | Phase 206: 6-Plex: Model Plan 8 | New Construction | 2024-01-31 |  | 271137 | Fox Point Farms - Parent Project | Leucadia | 2025-06-11 | 2024-12-13 | 0 | Esteban Cisneros
BLDR-029286-2023 | 1300 Bergamo Pl Unit: 101 Encinitas, CA 92024 | Building (Residential) | Issued | 2024-04-24 | 1315 | Phase 206: 6-Plex: Model Plan 10 | New Construction | 2023-12-20 |  | 304506 | Fox Point Farms - Parent Project | Leucadia | 2025-06-11 | 2024-12-13 | 0 | Esteban Cisneros
BLDR-030222-2024 | 1356 Crest Dr Encinitas, CA 92024 | Building (Residential) | Finaled | 2024-04-24 | 5755 | new pool and spa | Pool | 2024-03-05 | 2024-12-27 | 68200 |  | Cardiff-By-The-Sea | 2025-06-16 | 2024-12-27 | 0 | Esteban Cisneros
MEPR-030794-2024 | 112 Grandview St Encinitas, CA 92024 | MEP (Residential) | Finaled | 2024-04-25 | 0 | PV Res roof mount, 8 Panels, with Battery backup(Under separate permit) | Energy Efficiency | 2024-04-18 | 2024-06-26 | 13800 |  | Leucadia | 2024-12-23 | 2024-06-26 | 0 | Nicole Spradlin
MEPR-030867-2024 | 1602 San Remo Pl Unit: 103 Encinitas, CA 92024 | MEP (Residential) | Issued | 2024-04-25 | 0 | Roof Mount PV Install - 2.84kW - 7 Modules/micro-inverters - Plan 8 SHEA Homes - Fox Point Farms-TH (4-7 units)-Tract-16527 Reference - MEPR-022193-2022 | Energy Efficiency | 2024-04-24 |  | 7000 |  | Leucadia | 2025-04-25 |  | 0 | Esteban Cisneros
MEPR-030792-2024 | 116 Grandview St Encinitas, CA 92024 | MEP (Residential) | Finaled | 2024-04-25 | 0 | Rooftop Solar PV, 26 Panels, with Battery backup (Under Separate Permit) | Energy Efficiency | 2024-04-18 | 2024-06-26 | 19500 |  | Leucadia | 2024-12-23 | 2024-06-26 | 0 | Nicole Spradlin
MEPR-030793-2024 | 116 Grandview St Encinitas, CA 92024 | MEP (Residential) | Finaled | 2024-04-25 | 0 | Rooftop Solar PV, 26 Panels, with Battery backup | Energy Efficiency | 2024-04-18 | 2024-06-26 | 19500 |  | Leucadia | 2024-12-23 | 2024-06-26 | 0 | Nicole Spradlin
BLDR-027877-2023 | 3122 Dusty Trail Encinitas, CA 92024 | Building (Residential) | Issued | 2024-04-25 | 443 | Proposed remodel and addition to an existing 1-story SFD. | Addition | 2023-09-13 |  | 250000 |  | Olivenhain | 2025-04-25 |  | 0 | Esteban Cisneros
MEPR-030871-2024 | 1603 San Remo Pl Unit: 101 Encinitas, CA 92024 | MEP (Residential) | Finaled | 2024-04-25 | 0 | Roof Mount PV Install - 2.84kW - 7 Modules/micro-inverters - Plan 6 SHEA Homes - Fox Point Farms-TH (4-7 units)-Tract-16527 Reference - MEPR-022193-2022 | Energy Efficiency | 2024-04-24 | 2024-12-09 | 7000 |  | Inside City | 2025-06-09 | 2024-12-09 | 0 | Esteban Cisneros
MEPR-030868-2024 | 1603 San Remo Pl Unit: 201 Encinitas, CA 92024 | MEP (Residential) | Finaled | 2024-04-25 | 0 | Roof Mount PV Install - 2.84kW - 7 Modules/micro-inverters - Plan 7 SHEA Homes - Fox Point Farms-TH (4-7 units)-Tract-16527 Reference - MEPR-022193-2022 | Energy Efficiency | 2024-04-24 | 2024-12-09 | 7000 |  | Inside City | 2025-06-09 | 2024-12-09 | 0 | Esteban Cisneros
MEPR-030872-2024 | 1603 San Remo Pl Unit: 102 Encinitas, CA 92024 | MEP (Residential) | Finaled | 2024-04-25 | 0 | Roof Mount PV Install - 2.84kW - 7 Modules/micro-inverters - Plan 9 SHEA Homes - Fox Point Farms-TH (4-7 units)-Tract-16527 Reference - MEPR-022193-2022 | Energy Efficiency | 2024-04-24 | 2024-12-09 | 7000 |  | Inside City | 2025-06-09 | 2024-12-09 | 0 | Esteban Cisneros
MEPR-030869-2024 | 1603 San Remo Pl Unit: 105 Encinitas, CA 92024 | MEP (Residential) | Finaled | 2024-04-25 | 0 | Roof Mount PV Install - 2.84kW - 7 Modules/micro-inverters - Plan 6 SHEA Homes - Fox Point Farms-TH (4-7 units)-Tract-16527 Reference - MEPR-022193-2022 | Energy Efficiency | 2024-04-24 | 2024-12-09 | 7000 |  | Leucadia | 2025-06-09 | 2024-12-09 | 0 | Esteban Cisneros
MEPR-030870-2024 | 1603 San Remo Pl Unit: 202 Encinitas, CA 92024 | MEP (Residential) | Finaled | 2024-04-25 | 0 | Roof Mount PV Install - 2.84kW - 7 Modules/micro-inverters - Plan 7 SHEA Homes - Fox Point Farms-TH (4-7 units)-Tract-16527 Reference - MEPR-022193-2022 | Energy Efficiency | 2024-04-24 | 2024-12-09 | 7000 |  | Leucadia | 2025-06-09 | 2024-12-09 | 0 | Esteban Cisneros
MEPR-030865-2024 | 1065 Cottage Way Encinitas, CA 92024 | MEP (Residential) | Expired | 2024-04-25 | 0 | Â· (16) CANADIAN SOLAR CS3N-390MS [BLK] MODULES Â· (1) TESLA POWERWALL 3 BATTERY (UNDER SEPARATE PERMIT) + INVERTER Â· (1) TESLA BACKUP SWITCH Â· (1) RAPID SHUTDOWN SWITCH Â· (1) BATTERY AC DISCONNECT Â· (1) BATTERY HEAT ALARM Â· 125A SUB-PANEL FOR RELOCATION OF LIGHTING LOADS Â· 6.24 kW DC / 5.74 KW CEC AC SYSTEM SIZE | Energy Efficiency | 2024-04-24 |  | 18500 |  | New Encinitas | 2024-12-16 | 2024-06-17 | 0 | Esteban Cisneros
MEPR-030771-2024 | 135 Dublin Dr Cardiff-by-the-Sea, CA 92007 | MEP (Residential) | Finaled | 2024-04-29 | 0 | New Panel Install/Overhead Rewire: Install new 200amp meter panel at new location | New Installation | 2024-04-17 | 2024-08-23 | 0 |  | Cardiff-By-The-Sea | 2025-02-19 | 2024-08-23 | 0 | Nicole Spradlin
BLDR-025487-2023 | 277 Hillcrest Dr 3/4 Encinitas, CA 92024 | Building (Residential) | Finaled | 2024-04-29 | 186 | 1st floor bedroom addition w/ roof deck | Addition | 2023-04-17 | 2024-08-01 | 40000 |  | Inside City | 2025-01-28 | 2024-08-01 | 0 | Nicole Spradlin
MEPR-030847-2024 | 710 Edelweiss Ln Encinitas, CA 92024 | MEP (Residential) | Expired | 2024-04-29 | 0 | Upgrading electrical panel to 200 AMP | Service Change | 2024-04-23 |  | 0 |  | Olivenhain | 2024-10-28 | 2024-05-01 | 0 | Esteban Cisneros
MEPR-030927-2024 | 167 Norfolk Dr Cardiff-by-the-Sea, CA 92007 | MEP (Residential) | Expired | 2024-04-29 | 0 | Emergency Gas Line Repair | Alteration & Repair | 2024-04-29 |  | 0 |  | Cardiff-By-The-Sea | 2024-10-28 | 2024-04-29 | 0 | Esteban Cisneros
MEPR-030931-2024 | 123 Triton Cir Encinitas, CA 92024 | MEP (Residential) | Finaled | 2024-04-29 | 0 | Emergency Gas Line Repair | Alteration & Repair | 2024-04-29 | 2024-05-02 | 0 |  | Old Encinitas | 2024-10-29 | 2024-05-02 | 0 | Nicole Spradlin
BLDR-023047-2022 | 221 Delphinium St Encinitas, CA 92024 | Building (Residential) | Finaled | 2024-04-29 | 499 | One story additions to, and remodeling of, an existing one story single family residence, including a new master suite, storage mezzanine, covered patio, exterior stairs, and walled patio. | Addition | 2022-11-21 | 2024-11-21 | 122400 |  | Old Encinitas | 2025-05-20 | 2024-11-21 | 0 | Esteban Cisneros
BLDR-030852-2024 | 2150 Via Tiempo Cardiff-by-the-Sea, CA 92007 | Building (Residential) | Finaled | 2024-04-29 | 4500 | Tear off tile roof down to plywood and install new asphalt Owens corning shingles. | ReRoof | 2024-04-23 | 2024-10-16 | 43450 |  | Cardiff-By-The-Sea | 2025-04-14 | 2024-10-16 | 0 | Esteban Cisneros
MEPR-030924-2024 | 165 Mozart Ave Cardiff-by-the-Sea, CA 92007 | MEP (Residential) | Finaled | 2024-04-29 | 0 | Emergency Gas Line Repair | Alteration & Repair | 2024-04-29 | 2024-04-29 | 0 |  | Cardiff-By-The-Sea | 2024-10-28 | 2024-04-29 | 0 | Nicole Spradlin
MEPR-030866-2024 | 1065 Cottage Way Encinitas, CA 92024 | MEP (Residential) | Expired | 2024-04-29 | 0 | Â· (16) CANADIAN SOLAR CS3N-390MS [BLK] MODULES Â· (1) TESLA POWERWALL 3 BATTERY + INVERTER Â· (1) TESLA BACKUP SWITCH Â· (1) RAPID SHUTDOWN SWITCH Â· (1) BATTERY AC DISCONNECT Â· (1) BATTERY HEAT ALARM Â· 125A SUB-PANEL FOR RELOCATION OF LIGHTING LOADS Â· 6.24 kW DC / 5.74 KW CEC AC SYSTEM SIZE | New Installation | 2024-04-24 |  | 15250 |  | New Encinitas | 2024-12-16 | 2024-06-17 | 0 | Esteban Cisneros
MEPR-030933-2024 | 861 Bracero Rd Encinitas, CA 92024 | MEP (Residential) | Finaled | 2024-04-30 | 0 | 3.2 KW Roof Mounted Solar | Energy Efficiency | 2024-04-29 | 2024-05-24 | 12500 |  | Old Encinitas | 2024-11-20 | 2024-05-24 | 0 | Nicole Spradlin
BLDR-027938-2023 | 141 Mozart Ave Cardiff-by-the-Sea, CA 92007 | Building (Residential) | Issued | 2024-04-30 | 84 | Existing balcony is having structural wood members repaired and/or replaced, then resurfaced. No additional SF or changes of any kind are occurring. | Alteration & Repair | 2023-09-17 |  | 15000 |  | Cardiff-By-The-Sea | 2025-04-30 |  | 0 | Esteban Cisneros
BLDR-027940-2023 | 153 Mozart Ave Cardiff-by-the-Sea, CA 92007 | Building (Residential) | Issued | 2024-04-30 | 146 | Existing balcony is having structural wood members repaired and/or replaced, then resurfaced. No additional SF or changes of any kind are occurring. | Alteration & Repair | 2023-09-18 |  | 15000 |  | Cardiff-By-The-Sea | 2025-04-30 |  | 0 | Esteban Cisneros
MEPR-030860-2024 | 2227 Ranch View Ter Encinitas, CA 92024 | MEP (Residential) | Issued | 2024-04-30 | 0 | 8.91 kW solar system with 22 ALPHA PURE SERIES (405 Watts) panels and 22 IQ8A-72-2-US [240V] inverters | Energy Efficiency | 2024-04-24 |  | 35640 |  | Olivenhain | 2025-04-30 |  | 0 | Esteban Cisneros
BLDR-030945-2024 | 185 Saxony Rd Unit: 301 Encinitas, CA 92024 | Building (Residential) | Finaled | 2024-04-30 | 2000 | Residential reroof of 7 (almost identical) buildings within 185 Saxony apartment complex. Tile will be lifted, underlayment and flashings replaced and new attic ventilation installed. Tile will be re-used and replacements for broken tile will be sourced from Eagle Roofing Products - standard weight cement tile (similar profile and color to existing). | ReRoof | 2024-04-30 | 2024-05-20 | 17000 |  | Old Encinitas | 2024-11-12 | 2024-05-16 | 0 | Nicole Spradlin
BLDR-027939-2023 | 151 Mozart Ave Cardiff-by-the-Sea, CA 92007 | Building (Residential) | Issued | 2024-04-30 | 146 | Existing balcony is having structural wood members repaired and/or replaced, then resurfaced. No additional SF or changes of any kind are occurring. | Alteration & Repair | 2023-09-18 |  | 15000 |  | Cardiff-By-The-Sea | 2025-04-30 |  | 0 | Esteban Cisneros
MEPR-030937-2024 | 2036 Willowood Ln Encinitas, CA 92024 | MEP (Residential) | Finaled | 2024-04-30 | 0 | Residential Roof Mount Solar PV 4.5 kW, 11 Modules, 1 Inverter. | Energy Efficiency | 2024-04-29 | 2024-08-15 | 11000 |  | New Encinitas | 2025-02-11 | 2024-08-15 | 0 | Nicole Spradlin
SIGN-030606-2024 | 1038 S Coast Highway 101 St S Encinitas, CA 92024 | Sign | Expired | 2024-04-30 | 13.19 | Siesta Life Signs (1) Set of Dimensional Letters (1) 23.6" Diameter Sign | Permanent | 2024-04-03 |  | 3100 |  | Inside City | 2024-10-27 |  | 0 | Esteban Cisneros
MEPR-030881-2024 | 1603 San Remo Pl Unit: 103 Encinitas, CA 92024 | MEP (Residential) | Finaled | 2024-04-30 | 0 | Roof Mount PV Install - 2.84kW - 7 Modules/micro-inverters - Plan 8 SHEA Homes - Fox Point Farms-TH (4-7 units)-Tract-16527 Reference - MEPR-022193-2022 | Energy Efficiency | 2024-04-25 | 2024-12-09 | 7000 |  | Leucadia | 2025-06-09 | 2024-12-09 | 0 | Esteban Cisneros
MEPR-030887-2024 | 1603 San Remo Pl Unit: 104 Encinitas, CA 92024 | MEP (Residential) | Finaled | 2024-04-30 | 0 | Roof Mount PV Install - 2.84kW - 7 Modules/micro-inverters - Plan 9 SHEA Homes - Fox Point Farms-TH (4-7 units)-Tract-16527 Reference - MEPR-022193-2022 | Energy Efficiency | 2024-04-25 | 2024-12-09 | 7000 |  | Leucadia | 2025-06-09 | 2024-12-09 | 0 | Esteban Cisneros
MEPR-030913-2024 | 447 Bristol Rd Cardiff-by-the-Sea, CA 92007 | MEP (Residential) | Expired | 2024-04-30 | 0 | pv solar roof mount | Energy Efficiency | 2024-04-26 |  | 0 |  | Cardiff-By-The-Sea | 2024-11-12 | 2024-05-13 | 0 | Esteban Cisneros
BLDR-027943-2023 | 163 Mozart Ave Cardiff-by-the-Sea, CA 92007 | Building (Residential) | Issued | 2024-04-30 | 146 | Existing balcony is having structural wood members repaired and/or replaced, then resurfaced. No additional SF or changes of any kind are occurring. | Alteration & Repair | 2023-09-18 |  | 15000 |  | Cardiff-By-The-Sea | 2025-04-30 |  | 0 | Esteban Cisneros
BLDR-027633-2023 | 157 Mozart Ave Cardiff-by-the-Sea, CA 92007 | Building (Residential) | Issued | 2024-04-30 | 84 | REPLACE IN KIND, ROTTED AND WEAKENED STRUCTURAL WOOD MEMBERS AT REAR BALCONY DECK ON LEVEL 1. NEW WATERPROOFING ASSEMBLY AT REAR BALCONY DECK. | Alteration & Repair | 2023-08-24 |  | 15000 |  | Cardiff-By-The-Sea | 2025-06-17 | 2024-12-19 | 0 | Esteban Cisneros
BLDR-027942-2023 | 161 Mozart Ave Cardiff-by-the-Sea, CA 92007 | Building (Residential) | Issued | 2024-04-30 | 84 | Existing balcony is having structural wood members repaired and/or replaced, then resurfaced. No additional SF or changes of any kind are occurring. | Alteration & Repair | 2023-09-18 |  | 15000 |  | Cardiff-By-The-Sea | 2025-06-17 | 2024-12-19 | 0 | Esteban Cisneros
BLDR-027941-2023 | 159 Mozart Ave Cardiff-by-the-Sea, CA 92007 | Building (Residential) | Issued | 2024-04-30 | 146 | Existing balcony is having structural wood members repaired and/or replaced, then resurfaced. No additional SF or changes of any kind are occurring. | Alteration & Repair | 2023-09-18 |  | 15000 |  | Cardiff-By-The-Sea | 2025-06-17 | 2024-12-19 | 0 | Esteban Cisneros
BLDR-030950-2024 | 185 Saxony Rd Unit: 101 Encinitas, CA 92024 | Building (Residential) | Finaled | 2024-05-01 | 2000 | Residential reroof of 7 (almost identical) buildings within 185 Saxony apartment complex. Tile will be lifted, underlayment and flashings replaced and new attic ventilation installed. Tile will be re-used and replacements for broken tile will be sourced from Eagle Roofing Products - standard weight cement tile (similar profile and color to existing). | ReRoof | 2024-04-30 | 2024-05-20 | 17000 |  | Old Encinitas | 2024-11-12 | 2024-05-16 | 0 | Nicole Spradlin
BLDR-030944-2024 | 185 Saxony Rd Unit: 201 Encinitas, CA 92024 | Building (Residential) | Finaled | 2024-05-01 | 2000 | Residential reroof of 7 (almost identical) buildings within 185 Saxony apartment complex. Tile will be lifted, underlayment and flashings replaced and new attic ventilation installed. Tile will be re-used and replacements for broken tile will be sourced from Eagle Roofing Products - standard weight cement tile (similar profile and color to existing). | ReRoof | 2024-04-30 | 2024-05-20 | 17000 |  | Old Encinitas | 2024-11-12 | 2024-05-16 | 0 | Nicole Spradlin
MEPR-030827-2024 | 1570 Lake Dr Cardiff-by-the-Sea, CA 92007 | MEP (Residential) | Issued | 2024-05-01 | 0 | 2 Energy Storage System: Tesla Powerwall 13.5 KWh, 5KW Inverter Output, Lithium-ion battery (Weigh: 251.3 lb each) | Alteration & Repair | 2024-04-22 |  | 12000 |  | Cardiff-By-The-Sea | 2025-05-01 |  | 0 | Esteban Cisneros
BLDR-025260-2023 | 843 Neptune Ave Encinitas, CA 92024 | Building (Residential) | Finaled | 2024-05-01 | 288 | Replace deteriorating retaining wall. | Retaining Wall | 2023-04-04 | 2024-05-06 | 12000 |  | Leucadia | 2025-05-01 |  | 0 | Nicole Spradlin
BLDR-030935-2024 | 452 Pescado Pl Encinitas, CA 92024 | Building (Residential) | Finaled | 2024-05-01 | 1800 | T/Off One layer of comp-shingles; Install 30 Year shingles | ReRoof | 2024-04-29 | 2024-05-07 | 11700 |  | Old Encinitas | 2024-11-04 | 2024-05-07 | 0 | Nicole Spradlin
MEPR-030562-2024 | 1436 Orpheus Ave Encinitas, CA 92024 | MEP (Residential) | Issued | 2024-05-01 | 0 | REPLACE AC UNIT IN BACK 3 TON 17 SEER. AFUE 80% FURNACE REPLACEMENT IN CLOSET. REPLACING R6 DUCTWORK WITH R8 DUCTWORK | Alteration & Repair | 2024-03-29 |  | 13500 |  | Leucadia | 2025-05-01 |  | 0 | Esteban Cisneros
MEPR-030826-2024 | 1570 Lake Dr Cardiff-by-the-Sea, CA 92007 | MEP (Residential) | Issued | 2024-05-01 | 0 | Residential Roof Mount Solar PV 4.5 kW, 11 Modules, 1 Inverter. | Energy Efficiency | 2024-04-22 |  | 11000 |  | Cardiff-By-The-Sea | 2025-01-06 | 2024-07-10 | 0 | Esteban Cisneros
MEPR-030954-2024 | 836 Lynwood Dr Encinitas, CA 92024 | MEP (Residential) | Issued | 2024-05-01 | 0 | (1) Level 2 40A EV charger | Energy Efficiency | 2024-04-30 |  | 1500 |  | Leucadia | 2025-05-01 |  | 0 | Esteban Cisneros
MEPR-030955-2024 | 2010 Leafwood Pl Encinitas, CA 92024 | MEP (Residential) | Expired | 2024-05-01 | 0 | 40 gal water heater changeout in garage like for like | Water Heater | 2024-04-30 |  | 3870 |  | New Encinitas | 2024-11-19 | 2024-05-23 | 0 | Esteban Cisneros
MEPR-030145-2024 | 1866 Avenida Mimosa Encinitas, CA 92024 | MEP (Residential) | Expired | 2024-05-01 | 0 | install 40a e circuit in garage w/ rivian charger | Service Change | 2024-02-27 |  | 0 |  | New Encinitas | 2024-11-25 | 2024-05-28 | 0 | Esteban Cisneros
MEPR-030848-2024 | 245 Via Tierra Encinitas, CA 92024 | MEP (Residential) | Expired | 2024-05-01 | 0 | Change out, like for like, (2) heat pumps, air handler, furnace/coil in the same locations. | Alteration & Repair | 2024-04-23 |  | 38000 |  | New Encinitas | 2024-12-02 | 2024-06-05 | 0 | Esteban Cisneros
MEPR-030821-2024 | 313 Harrisburg Dr Encinitas, CA 92024 | MEP (Residential) | Expired | 2024-05-01 | 0 | Condenser replacement | Alteration & Repair | 2024-04-22 |  | 0 |  | New Encinitas | 2024-12-11 | 2024-06-14 | 0 | Esteban Cisneros
MEPR-030994-2024 | 1791 Crest Dr Encinitas, CA 92024 | MEP (Residential) | Issued | 2024-05-02 | 0 | Roof Top PV 7.38kW, (18) Solar Modules, (10) Solar Shutdown Devices. | Energy Efficiency | 2024-05-02 |  | 23958 |  | Cardiff-By-The-Sea | 2025-01-02 | 2024-07-03 | 0 | Esteban Cisneros
BLDR-030231-2024 | 1933 Freda Ln Cardiff-by-the-Sea, CA 92007 | Building (Residential) | Issued | 2024-05-02 | 149 | Proposed pool and spa | Pool | 2024-03-05 |  | 20000 |  | Cardiff-By-The-Sea | 2025-02-18 | 2024-08-20 | 0 | Esteban Cisneros
MEPR-030982-2024 | 2184 Glasgow Ave Cardiff-by-the-Sea, CA 92007 | MEP (Residential) | Finaled | 2024-05-02 | 0 | 1. (15) CANADIAN SOLAR CS3N-390MS MODULES 2. (1) TESLA POWERWALL 3 BATTERY + INVERTER 3. (1) TESLA BACKUP SWITCH 4. (1) E-STOP SYSTEM RAPID SHUTDOWN SWITCH 5. (1) BATTERY / PV DISCONNECT 6. 5.85 kW DC / 5.40 KW CEC AC SYSTEM SIZE | Energy Efficiency | 2024-05-02 | 2024-07-09 | 14200 |  | Cardiff-By-The-Sea | 2025-01-06 | 2024-07-09 | 0 | Nicole Spradlin
MEPR-030996-2024 | 132 W Jason St Encinitas, CA 92024 | MEP (Residential) | Finaled | 2024-05-02 | 0 | Roof Top PV 1.10kW, (3) Solar Modules, (3) Micro-Inverters. | Energy Efficiency | 2024-05-02 | 2024-05-31 | 5588 |  | Leucadia | 2024-11-26 | 2024-05-30 | 0 | Nicole Spradlin
MEPR-030938-2024 | 2036 Willowood Ln Encinitas, CA 92024 | MEP (Residential) | Finaled | 2024-05-02 | 0 | (1) Energy Storage system. LG RESU 10H PRIME 9.8 KWH, 5 KW | New Installation | 2024-04-29 | 2024-08-15 | 12000 |  | New Encinitas | 2025-02-11 | 2024-08-15 | 0 | Nicole Spradlin
MEPR-030910-2024 | 1538 Calle Tulipanes Encinitas, CA 92024 | MEP (Residential) | Issued | 2024-05-02 | 0 | New 225/200A main service panel upgrade | Service Change | 2024-04-26 |  | 8000 |  | New Encinitas | 2025-03-03 | 2024-09-04 | 0 | Esteban Cisneros
MEPR-030964-2024 | 216 Andrew Ave Encinitas, CA 92024 | MEP (Residential) | Issued | 2024-05-02 | 0 | Â· (40) CANADIAN SOLAR CS3N-390MS [BLK] MODULES Â· (2) TESLA POWERWALL 3 BATTERY + INVERTER Â· (1) TESLA BACKUP GATEWAY 2 (200A) Â· (1) MICRO-GRID BACKUP PANEL Â· (1) RAPID SHUTDOWN SWITCH Â· (1) BATTERY COMBINER Â· (1) BATTERY HEAT ALARM Â· (1) BATTERY COMBINER PANEL Â· (1) 200A FUSIBLE DISCONNECT Â· 15.60 kW DC / 14.34 KW CEC AC SYSTEM SIZE | New Installation | 2024-05-01 |  | 34000 |  | Leucadia | 2025-05-02 |  | 0 | Esteban Cisneros
SIGN-030702-2024 | 1560 Leucadia Blvd Unit: A Encinitas, CA 92024 | Sign | Expired | 2024-05-02 | 216.75 | To install (4) wall signs. (2) 4'-6 3/16"H x 16' - 6 7/8"W (74.84 SqFt) (1) 5'H x 5'W (25 SqFt) (1) 3' 4 5/8"H x 12' - 5 1/8"W (40.07SqFt) | Permanent | 2024-04-10 |  | 10000 |  | New Encinitas | 2024-10-29 | 2024-05-23 | 0 | Esteban Cisneros
MEPR-030990-2024 | 1602 San Remo Pl Unit: 202 Encinitas, CA 92024 | MEP (Residential) | Issued | 2024-05-02 | 0 | Roof Mount PV Install - 2.84kW - 7 Modules/micro-inverters - Plan 7 SHEA Homes - Fox Point Farms-TH (4-7 units)-Tract-16527 Reference - MEPR-022193-2022 | Energy Efficiency | 2024-05-02 |  | 7000 |  | Leucadia | 2025-05-27 | 2024-11-26 | 0 | Esteban Cisneros
MEPR-030979-2024 | 1679 Splitrail Dr Encinitas, CA 92024 | MEP (Residential) | Expired | 2024-05-02 | 0 | SOLAR - 6.240 kW, 16 solar modules . | Energy Efficiency | 2024-05-02 |  | 42180 |  | New Encinitas | 2024-11-12 | 2024-05-13 | 0 | Esteban Cisneros
MEPR-030992-2024 | 1236 Orkney Ln Cardiff-by-the-Sea, CA 92007 | MEP (Residential) | Expired | 2024-05-02 | 0 | Replace Water Heater, Like For Like, Inside Garage | Water Heater | 2024-05-02 |  | 0 |  | Cardiff-By-The-Sea | 2024-11-12 | 2024-05-13 | 0 | Esteban Cisneros
BLDC-029738-2024 | 1661 Lake Dr Encinitas, CA 92024 | Building (Non-Residential) | Issued | 2024-05-02 | 275 | AT&T Mobility proposes to modify an existing wireless cell facility by modifying existing light standard by removing (6) & installing (9) antennas, modify exiting light standard, Remove & replace (3) RRUs, Install (3) RRUs, Install (1) DC-9 surge protector, remove & replace existing FRP shroud, Remove and replace power plant and install new Vertiv power plant with 11 rectifiers, remove all batteries & replace with 20. Install 3 #6AWG DC Power Trunks and 1 fiber | Tenant Improvement | 2024-01-26 |  | 50000 | 1661 Lake Dr - AT&T | Cardiff-By-The-Sea | 2025-05-02 |  | 0 | Esteban Cisneros
MEPR-030989-2024 | 1602 San Remo Pl Unit: 105 Encinitas, CA 92024 | MEP (Residential) | Finaled | 2024-05-02 | 0 | Roof Mount PV Install - 2.84kW - 7 Modules/micro-inverters - Plan 6 SHEA Homes - Fox Point Farms-TH (4-7 units)-Tract-16527 Reference - MEPR-022193-2022 | Energy Efficiency | 2024-05-02 | 2024-11-26 | 7000 |  | Leucadia | 2025-05-27 | 2024-11-26 | 0 | Esteban Cisneros
MEPR-030985-2024 | 1602 San Remo Pl Unit: 201 Encinitas, CA 92024 | MEP (Residential) | Finaled | 2024-05-02 | 0 | Roof Mount PV Install - 2.84kW - 7 Modules/micro-inverters - Plan 7 SHEA Homes - Fox Point Farms-TH (4-7 units)-Tract-16527 Reference - MEPR-022193-2022 | Energy Efficiency | 2024-05-02 | 2024-11-26 | 7000 |  | Inside City | 2025-05-27 | 2024-11-26 | 0 | Esteban Cisneros
MEPR-030984-2024 | 1602 San Remo Pl Unit: 102 Encinitas, CA 92024 | MEP (Residential) | Issued | 2024-05-02 | 0 | Roof Mount PV Install - 2.84kW - 7 Modules/micro-inverters - Plan 9 SHEA Homes - Fox Point Farms-TH (4-7 units)-Tract-16527 Reference - MEPR-022193-2022 | Energy Efficiency | 2024-05-02 |  | 7000 |  | Inside City | 2025-05-27 | 2024-11-26 | 0 | Esteban Cisneros
MEPR-030988-2024 | 1602 San Remo Pl Unit: 104 Encinitas, CA 92024 | MEP (Residential) | Finaled | 2024-05-02 | 0 | Roof Mount PV Install - 2.84kW - 7 Modules/micro-inverters - Plan 8 SHEA Homes - Fox Point Farms-TH (4-7 units)-Tract-16527 Reference - MEPR-022193-2022 | Energy Efficiency | 2024-05-02 | 2024-11-26 | 7000 |  | Leucadia | 2025-05-27 | 2024-11-26 | 0 | Esteban Cisneros
BLDR-030180-2024 | 1763 Whitehall Rd Encinitas, CA 92024 | Building (Residential) | Finaled | 2024-05-02 | 300 | Complete Remodel of existing kitchen New Engineered Flooring. Replace Front door / Like for Like New tile at entry | Alteration & Repair | 2024-02-29 | 2024-12-12 | 43750 |  | Leucadia | 2025-06-10 | 2024-12-12 | 0 | Esteban Cisneros
BLDR-028475-2023 | 348 La Veta Ave Encinitas, CA 92024 | Building (Residential) | Finaled | 2024-05-02 | 100 | REMOVE (65 SF) AND ADDITION (165 SF) OF EXISTING BUILDING AREA FOR A TOTAL ADDITION OF 100 SF. INTERIOR REMODEL OF BEDROOMS, KITCHEN, BATHROOMS, LAUNDRY. NEW ROOF STRUCTURE AND FINISH WITHIN ALLOWABLE HEIGHT LIMITS. NEW WINDOWS AND DOORS WHERE NOTED. NO NEW SITE GRADING OR CHANGES TO EXISTING DRAINAGE OR PERVIOUS LANDSCAPED AREAS. | Addition | 2023-10-23 |  | 140000 |  | Old Encinitas | 2025-06-10 | 2024-12-12 | 0 | Esteban Cisneros
BLDR-029954-2024 | 3290 Dove Hollow Rd Encinitas, CA 92024 | Building (Residential) | Finaled | 2024-05-02 | 0 | a kitchen addition and a bathroom addition remodeling | Addition | 2024-02-12 | 2024-09-20 | 100000 |  | Olivenhain | 2025-03-19 | 2024-09-20 | 0 | Nicole Spradlin
MEPR-030915-2024 | 1002 Scarlet Way Encinitas, CA 92024 | MEP (Residential) | Issued | 2024-05-03 | 0 | PROPOSED GAS STUB OUT FOR FUTURE BBQ. 67 LF GAS RUN TO STUB OUT, 1.5'' POLY GAS LINE, TRENCEHD 18''. | New Installation | 2024-04-26 |  | 1000 |  | Old Encinitas | 2025-05-03 |  | 0 | Esteban Cisneros
MEPR-030983-2024 | 2184 Glasgow Ave Cardiff-by-the-Sea, CA 92007 | MEP (Residential) | Finaled | 2024-05-03 | 0 | 1. (15) CANADIAN SOLAR CS3N-390MS MODULES 2. (1) TESLA POWERWALL 3 BATTERY + INVERTER 3. (1) TESLA BACKUP SWITCH 4. (1) E-STOP SYSTEM RAPID SHUTDOWN SWITCH 5. (1) BATTERY / PV DISCONNECT 6. 5.85 kW DC / 5.40 KW CEC AC SYSTEM SIZE | New Installation | 2024-05-02 | 2024-07-09 | 15250 |  | Cardiff-By-The-Sea | 2025-01-06 | 2024-07-09 | 0 | Nicole Spradlin
SIGN-030808-2024 | 951 Via Cantebria Encinitas, CA 92024 | Sign | Expired | 2024-05-03 | 72 | Need temp sign permit for (3) 3'x6' banners to promote EcoFest Encinitas 2024 that is scheduled on June 2nd, 2024 at Fox Point Farms. | Temporary | 2024-04-20 |  | 800 |  | New Encinitas | 2024-06-03 |  | 0 | Maile Luther
MEPR-030995-2024 | 1791 Crest Dr Encinitas, CA 92024 | MEP (Residential) | Finaled | 2024-05-03 | 0 | Energy Storage 7.6kW, (1) Powerwall | New Installation | 2024-05-02 | 2024-07-03 | 15990 |  | Cardiff-By-The-Sea | 2025-01-02 | 2024-07-03 | 0 | Nicole Spradlin
MEPR-030997-2024 | 1058 Urania Ave Encinitas, CA 92024 | MEP (Residential) | Finaled | 2024-05-03 | 0 | Roof Top PV 4.25kW, (10) Solar Modules, (4) Solar Shutdown Devices. | Energy Efficiency | 2024-05-02 | 2024-06-13 | 28773 |  | Leucadia | 2024-12-10 | 2024-06-13 | 0 | Nicole Spradlin
MEPR-030966-2024 | 254 Avenida De Los Claveles Encinitas, CA 92024 | MEP (Residential) | Expired | 2024-05-03 | 0 | Panel upgrade to 125 AMP | Service Change | 2024-05-01 |  | 1800 |  | New Encinitas | 2024-11-19 | 2024-05-23 | 0 | Esteban Cisneros
MEPR-030999-2024 | 721 Crest Dr Encinitas, CA 92024 | MEP (Residential) | Expired | 2024-05-03 | 0 | Roof Top PV 6.32kW, (16) Solar Modules, (5) Solar Shutdown Devices. | Energy Efficiency | 2024-05-02 |  | 15882 |  | New Encinitas | 2024-11-25 | 2024-05-28 | 0 | Esteban Cisneros
BLDR-028485-2023 | 1444 Elva Ct Encinitas, CA 92024 | Building (Residential) | Finaled | 2024-05-03 | 305 | Conversion of 305 sq. ft. of the existing garage to a JADU | Accessory Dwelling Unit | 2023-10-24 | 2024-10-16 | 20740 | Rumsey JADU - 1444 Elva Ct | New Encinitas | 2025-04-14 | 2024-10-16 | 0 | Esteban Cisneros
MEPR-030651-2024 | 849 Robert Ln Encinitas, CA 92024 | MEP (Residential) | Finaled | 2024-05-03 | 0 | Add battery to existing solar permit# MEPR-030398-2024. Solaredge Energy Bank 10KWH Battery | Alteration & Repair | 2024-04-08 | 2024-09-11 | 5000 |  | New Encinitas | 2025-03-10 | 2024-09-11 | 0 | Nicole Spradlin
BLDR-030796-2024 | 434 Fourth St Encinitas, CA 92024 | Building (Residential) | Issued | 2024-05-06 | 4500 | REMODEL OF 8 RESIDENTIAL UNITS - 2 BUILDINGS : Multiple Permits (434-436 Fourth St - BLDR-028101-2023) & (438-440 Fourth St - BLDR-030796-2024) | Alteration & Repair | 2024-04-19 |  | 450000 |  | Old Encinitas | 2025-05-06 |  | 0 | Esteban Cisneros
BLDR-028101-2023 | 434 Fourth St Encinitas, CA 92024 | Building (Residential) | Issued | 2024-05-06 | 4500 | REMODEL OF 8 RESIDENTIAL UNITS - 2 BUILDINGS : Multiple Permits (434-436 Fourth St - BLDR-028101-2023) & (438-440 Fourth St - BLDR-030796-2024) | Alteration & Repair | 2023-09-26 |  | 450000 |  | Old Encinitas | 2025-05-06 |  | 0 | Esteban Cisneros
MEPR-030897-2024 | 1836 Lake Dr Cardiff-by-the-Sea, CA 92007 | MEP (Residential) | Issued | 2024-05-06 | 0 | 20 roof mounted PV modules on a SFR with a main panel upgrade to 100A/125A main panel(under separate permit). | Energy Efficiency | 2024-04-25 |  | 25000 |  | Cardiff-By-The-Sea | 2025-05-06 |  | 0 | Esteban Cisneros
BLDR-026578-2023 | 1474 Summit Ave Cardiff-by-the-Sea, CA 92007 | Building (Residential) | Issued | 2024-05-06 | 2780 | Repairing damage and defects of "new construction" home, approved and permitted by number BLDR-009987-2019. Home was completed in June 2022 and has since suffered multiple rainwater intrusions, is structurally deformed, and replete with extensive miscellaneous defects. The objective of this permit is to complete a like-for-like repair of defects and damages. The repair scope and plan were discussed in a meeting with the COE Building Permit supervisor in or about the middle of May 2023. | Alteration & Repair | 2023-06-12 |  | 50000 |  | Cardiff-By-The-Sea | 2025-05-06 |  | 0 | Esteban Cisneros
BLDR-030947-2024 | 185 Saxony Rd Unit: 503 Encinitas, CA 92024 | Building (Residential) | Finaled | 2024-05-06 | 2000 | Residential reroof of 7 (almost identical) buildings within 185 Saxony apartment complex. Tile will be lifted, underlayment and flashings replaced and new attic ventilation installed. Tile will be re-used and replacements for broken tile will be sourced from Eagle Roofing Products - standard weight cement tile (similar profile and color to existing). | ReRoof | 2024-04-30 | 2024-05-20 | 17000 |  | Old Encinitas | 2024-11-12 | 2024-05-16 | 0 | Nicole Spradlin
MEPR-030899-2024 | 210 Village Run W Encinitas, CA 92024 | MEP (Residential) | Finaled | 2024-05-06 | 0 | Installation of (16) Roof mounted solar panels with (16) Micro Inverters = 5.36 kW with a 225A/200A main panel upgrade (Remove MSP note if no upgrade) | Energy Efficiency | 2024-04-25 | 2024-07-23 | 10750 |  | New Encinitas | 2025-01-21 | 2024-07-23 | 0 | Nicole Spradlin
BLDR-030709-2024 | 4255 Colony Ter Encinitas, CA 92024 | Building (Residential) | Issued | 2024-05-06 | 3696 | Foundation only for permits BLDR-017817-2021 and BLDR-017818-2021. | Foundation Only | 2024-04-11 |  | 452612.16 |  | Olivenhain | 2025-01-27 | 2024-07-31 | 0 | Esteban Cisneros
BLDR-030948-2024 | 185 Saxony Rd Unit: 601 Encinitas, CA 92024 | Building (Residential) | Finaled | 2024-05-06 | 2000 | Residential reroof of 7 (almost identical) buildings within 185 Saxony apartment complex. Tile will be lifted, underlayment and flashings replaced and new attic ventilation installed. Tile will be re-used and replacements for broken tile will be sourced from Eagle Roofing Products - standard weight cement tile (similar profile and color to existing). | ReRoof | 2024-04-30 | 2024-05-20 | 17000 |  | Old Encinitas | 2024-11-12 | 2024-05-16 | 0 | Nicole Spradlin
BLDR-023737-2023 | 1270 Berryman Canyon Encinitas, CA 92024 | Building (Residential) | Issued | 2024-05-06 | 1200 | New construction detached ADU | Accessory Dwelling Unit | 2023-01-06 |  | 300000 |  | New Encinitas | 2025-04-28 | 2024-10-29 | 0 | Esteban Cisneros
MEPR-030850-2024 | 1945 Ursina Pl Encinitas, CA 92024 | MEP (Residential) | Expired | 2024-05-06 | 0 | PEX REPIPE - 6 FIXTURES (1 LAV, 1 WATER HEATER, 1 TUB SHOWER, 1 TOILET, 1 KITCHEN SINK, 1 WASHER) | Alteration & Repair | 2024-04-23 |  | 11526 |  | New Encinitas | 2024-11-18 | 2024-05-20 | 0 | Esteban Cisneros
MEPR-031000-2024 | 721 Crest Dr Encinitas, CA 92024 | MEP (Residential) | Expired | 2024-05-06 | 0 | Energy Storage 5kW, (1) Powerwall | Alteration & Repair | 2024-05-02 |  | 12500 |  | New Encinitas | 2024-11-25 | 2024-05-28 | 0 | Esteban Cisneros
MEPR-030998-2024 | 1058 Urania Ave Encinitas, CA 92024 | MEP (Residential) | Finaled | 2024-05-06 | 0 | Energy Storage 5kW, (1) Powerwall | New Installation | 2024-05-02 | 2024-06-13 | 12594 |  | Leucadia | 2024-12-10 | 2024-06-13 | 0 | Nicole Spradlin
BLDR-030951-2024 | 185 Saxony Rd Unit: 701 Encinitas, CA 92024 | Building (Residential) | Finaled | 2024-05-06 | 2000 | Residential reroof of 7 (almost identical) buildings within 185 Saxony apartment complex. Tile will be lifted, underlayment and flashings replaced and new attic ventilation installed. Tile will be re-used and replacements for broken tile will be sourced from Eagle Roofing Products - standard weight cement tile (similar profile and color to existing). | ReRoof | 2024-04-30 | 2024-05-20 | 17000 |  | Old Encinitas | 2024-11-12 | 2024-05-16 | 0 | Nicole Spradlin
MEPR-030893-2024 | 1119 Rancho Encinitas Dr Encinitas, CA 92024 | MEP (Residential) | Finaled | 2024-05-07 | 0 | 40.5 KWH ESS- 3 Batteries & Whole Home Backup | New Installation | 2024-04-25 | 2024-07-17 | 26300 |  | Olivenhain | 2025-01-13 | 2024-07-17 | 0 | Nicole Spradlin
MEPR-031049-2024 | 296 Via Tavira Encinitas, CA 92024 | MEP (Residential) | Issued | 2024-05-07 | 0 | Replace Meter Main | Alteration & Repair | 2024-05-07 |  | 4500 |  | New Encinitas | 2024-12-23 | 2024-06-24 | 0 | Esteban Cisneros
MEPR-031029-2024 | 1756 Shadow Mountain Dr Encinitas, CA 92024 | MEP (Residential) | Finaled | 2024-05-07 | 0 | INSTALL NEW DUCTLESS MINI SPLIT | New Installation | 2024-05-06 | 2024-06-07 | 0 |  | New Encinitas | 2024-12-04 | 2024-06-07 | 0 | Nicole Spradlin
BLDR-031003-2024 | 1429 Trabert Ranch Rd Encinitas, CA 92024 | Building (Residential) | Under Review | 2024-05-07 | 3600 | Re roof comp shingles | ReRoof | 2024-05-02 |  | 12000 |  | Olivenhain | 2025-03-10 | 2024-09-11 | 0 | Esteban Cisneros
BLDR-027362-2023 | 145 Athena St Encinitas, CA 92024 | Building (Residential) | Issued | 2024-05-07 | 300 | ADU: Multiple permits- SFD (permitted under BLDR-027324-2023) New construction of an 1,822 sq ft home and 300 sq ft detached ADU | Accessory Dwelling Unit | 2023-08-08 |  | 27600 |  | Leucadia | 2025-05-07 |  | 0 | Esteban Cisneros
BLDR-027324-2023 | 145 Athena St Encinitas, CA 92024 | Building (Residential) | Issued | 2024-05-07 | 1822 | SFD - MULTIPLE PERMITS: ADU PERMITTED UNDER BLDR-027362-2023 New construction of an 1,822 sq ft home and 300 sq ft detached ADU | New Construction | 2023-08-04 |  | 222400 |  | Leucadia | 2025-05-07 |  | 0 | Esteban Cisneros
MEPR-030722-2024 | 3532 Dove Hollow Rd Encinitas, CA 92024 | MEP (Residential) | Issued | 2024-05-07 | 0 | Install EV Charger | Energy Efficiency | 2024-04-12 |  | 0 |  | Olivenhain | 2025-05-07 |  | 0 | Esteban Cisneros
BLDR-028707-2023 | 3452 Toscano Ct Encinitas, CA 92024 | Building (Residential) | Issued | 2024-05-07 | 2250 | MODIFY EXISTING CONCRETE AND LANDSCAPE TO ACCOMODATE NEW DOORS AND NEW OUTDOOR ELEMENTS SHADE STRUCTURE. REMOVE EXISTING BAR-B-QUE AND EXISTING FIRE PIT, INFILL WITH NEW CONCRETE RENOVATE EXISTING MASTER BEDROOM AND BATH RENOVATE EXISTING KITCHEN / LIVING AND DINING SPACES | Alteration & Repair | 2023-11-08 |  | 350000 |  | Olivenhain | 2025-05-07 |  | 0 | Esteban Cisneros
BLDR-024673-2023 | 1193 Balour Dr Encinitas, CA 92024 | Building (Residential) | Finaled | 2024-05-07 | 414 | ACCESSORY DWELLING UNIT (ADU) OVER EXISTING TWO CAR GARAGE. REMODELING OF RESIDENCE TO INCLUDE A KITCHEN UPGRADE, WINDOW AND DOOR REPLACEMENT, ROOF MATERIAL REPLACEMENT, REFINISHING OF INTERIOR MATERIALS, PAINTING THROUGHOUT THE RESIDENCE. | Accessory Dwelling Unit | 2023-03-06 | 2024-12-03 | 50698.44 |  | Old Encinitas | 2025-06-02 | 2024-12-03 | 0 | Esteban Cisneros
MEPR-029123-2023 | 2204 Via Tiempo Cardiff-by-the-Sea, CA 92007 | MEP (Residential) | Expired | 2024-05-07 | 0 | PERMIT FOR BBQ AND FIRE PIT FOR POOL PERMIT BLDR-027839-2023 | New Installation | 2023-12-07 |  | 3000 |  | Cardiff-By-The-Sea | 2024-11-19 | 2024-05-23 | 0 | Esteban Cisneros
MEPR-031044-2024 | 920 Capri Rd Encinitas, CA 92024 | MEP (Residential) | Expired | 2024-05-07 | 0 | Removing and replacing damaged, electrical wiring, garage subpanel And feed from surface mounted main service to panel. | Alteration & Repair | 2024-05-07 |  | 0 |  | Leucadia | 2024-11-04 | 2024-05-08 | 0 | Esteban Cisneros
SIGN-030777-2024 | 2027 Newcastle Ave Cardiff-by-the-Sea, CA 92007 | Sign | Expired | 2024-05-07 | 1 | NEW EXTERIOR WALL SIGN ON THE WEST ELEVATION | Permanent | 2024-04-17 |  | 500 |  | Cardiff-By-The-Sea | 2024-11-03 |  | 0 | Esteban Cisneros
BLDR-029348-2024 | 602 Sereno View Rd Encinitas, CA 92024 | Building (Residential) | Issued | 2024-05-07 | 93 | Kitchen Addition 93 s.f. Deck Addition 288 s.f. Master Bath remodel 162 s.f. | Addition | 2024-01-03 |  | 48000 |  | Inside City | 2025-06-16 | 2024-12-17 | 0 | Esteban Cisneros
MEPR-031047-2024 | 1100 Garden View Rd Unit: 241 Encinitas, CA 92024 | MEP (Residential) | Finaled | 2024-05-07 | 0 | Gas Line SDGE Shutoff (Emergency) | Alteration & Repair | 2024-05-07 | 2024-05-09 | 0 |  | New Encinitas | 2024-11-05 | 2024-05-09 | 0 | Nicole Spradlin
BLDR-030676-2024 | 951 Windy Hill Ter Encinitas, CA 92024 | Building (Residential) | Finaled | 2024-05-07 | 15 | CHANGE EXISTING TUB/SHOWER TO A NEW SHOWER. NEW PAN (NEW VALVE, NEW LUXSTONE SHOWER WALLS, NEW SHOWER HEAD/HAND SHOWER, NEW GLASS SHOWER DOOR) | Alteration & Repair | 2024-04-09 | 2024-08-14 | 19630.24 |  | Old Encinitas | 2025-02-10 | 2024-08-14 | 0 | Nicole Spradlin
BLDR-023403-2022 | 1110 Crest Dr Encinitas, CA 92024 | Building (Residential) | Finaled | 2024-05-07 | 562 | Proposed detached ADU | Accessory Dwelling Unit | 2022-12-15 | 2024-12-20 | 250000 |  | Old Encinitas | 2025-06-18 | 2024-12-20 | 0 | Esteban Cisneros
MEPR-031002-2024 | 1429 Trabert Ranch Rd Encinitas, CA 92024 | MEP (Residential) | Issued | 2024-05-08 | 0 | Replace water for tankless | Water Heater | 2024-05-02 |  | 2000 |  | Olivenhain | 2025-05-08 |  | 0 | Esteban Cisneros
MEPR-031045-2024 | 2540 Montgomery Ave Encinitas, CA 92007 | MEP (Residential) | Finaled | 2024-05-08 | 0 | We will need to re-route 20 ft of gas line from Meter to house by exposing the line on the left side of house. | New Installation | 2024-05-07 | 2024-05-08 | 0 |  | Inside City | 2024-11-04 | 2024-05-08 | 0 | Nicole Spradlin
MEPR-028967-2023 | 247 La Mesa Ave Encinitas, CA 92024 | MEP (Residential) | Finaled | 2024-05-08 | 0 | roof mount PV no ESS | Energy Efficiency | 2023-11-29 | 2024-05-15 | 15000 |  | Old Encinitas | 2024-11-12 | 2024-05-15 | 0 | Sandy Hjalmarson
MEPR-030664-2024 | 2216 Silver Peak Pl Encinitas, CA 92024 | MEP (Residential) | Issued | 2024-05-08 | 0 | Replacement of AC Unit | Alteration & Repair | 2024-04-09 |  | 1500 |  | New Encinitas | 2025-01-07 | 2024-07-11 | 0 | Esteban Cisneros
BLDR-028583-2023 | 2046 Glasgow Ave Cardiff-by-the-Sea, CA 92007 | Building (Residential) | Issued | 2024-05-08 | 0 | #NAME? | Addition | 2023-10-31 |  | 400000 |  | Cardiff-By-The-Sea | 2025-05-07 | 2024-11-08 | 0 | Esteban Cisneros
MEPR-031040-2024 | 449 Sandalwood Ct Encinitas, CA 92024 | MEP (Residential) | Expired | 2024-05-08 | 0 | Replace Water Heater, Like for Like, Inside Garage | Water Heater | 2024-05-07 |  | 0 |  | Old Encinitas | 2024-11-12 | 2024-05-16 | 0 | Esteban Cisneros
MEPR-030986-2024 | 1602 San Remo Pl Unit: 101 Encinitas, CA 92024 | MEP (Residential) | Finaled | 2024-05-08 | 0 | Roof Mount PV Install - 2.84kW - 7 Modules/micro-inverters - Plan 6 SHEA Homes - Fox Point Farms-TH (4-7 units)-Tract-16527 Reference - MEPR-022193-2022 | Energy Efficiency | 2024-05-02 | 2024-11-26 | 7000 |  | Inside City | 2025-05-27 | 2024-11-26 | 0 | Esteban Cisneros
BLDR-029179-2023 | 2306 9th St Encinitas, CA 92024 | Building (Residential) | Issued | 2024-05-08 | 1350 | Remodel and addition to existing residence | Addition | 2023-12-12 |  | 200000 |  | Olivenhain | 2025-06-18 | 2024-12-20 | 0 | Esteban Cisneros
MEPR-031020-2024 | 1474 Heritage Ln Encinitas, CA 92024 | MEP (Residential) | Issued | 2024-05-09 | 0 | replace furnace | Alteration & Repair | 2024-05-05 |  | 0 |  | Leucadia | 2025-05-09 |  | 0 | Esteban Cisneros
MEPR-030726-2024 | 850 Morning Sun Dr Encinitas, CA 92024 | MEP (Residential) | Issued | 2024-05-09 | 0 | REPLACE (2) 5-ton HEAT PUMPS - LEFT SIDE YARD, REPLACE FAU (40k BTUs) - ATTIC | Alteration & Repair | 2024-04-12 |  | 51000 |  | Olivenhain | 2025-05-09 |  | 0 | Esteban Cisneros
BLDM-027458-2023 | 1089 Neptune Ave Encinitas, CA 92024 | Building (Mixed Use) | Issued | 2024-05-09 | 2005 | Remodel of 1 existing unit (1089 Neptune Ave) | Alteration & Repair | 2023-08-14 |  | 100000 |  | Leucadia | 2025-03-24 | 2024-09-25 | 0 | Esteban Cisneros
MEPR-030896-2024 | 1519 Valleda Ln Encinitas, CA 92024 | MEP (Residential) | Issued | 2024-05-09 | 0 | REPLACE FAU (100k BTU'S) - ATTIC, DUCT (8) | Alteration & Repair | 2024-04-25 |  | 18153.4 |  | New Encinitas | 2025-05-09 |  | 0 | Esteban Cisneros
BLDR-028736-2023 | 1660 Brahms Rd Encinitas, CA 92007 | Building (Residential) | Issued | 2024-05-09 | 81 | RENOVATION PROJECT OF EXISTING TWO-STORY SINGLE FAMILY CAST-IN-PLACE CONCRETE RESIDENCE W/ BASEMENT: EXISTING 3 BEDROOMS, 3 BATH, 3 CAR BASEMENT GARAGE AND LANDSCAPING TO REMAIN. RENOVATION INCLUDES: REMODEL OF 81 SQ.FT. OF BASEMENT AREA INTO 1 NEW BATH WITHIN (E) ENVELOPE, NEW MECHANICAL COOLING SYSTEM AT (E) BEDROOMS. MAINTENANCE AND RESTORATION OF EXISTING FINISHES. | Alteration & Repair | 2023-11-09 |  | 200000 |  | Inside City | 2025-05-05 | 2024-11-05 | 0 | Esteban Cisneros
BLDR-023236-2022 | 225 El Portal St Encinitas, CA 92024 | Building (Residential) | Issued | 2024-05-09 | 441 | CONDITIONAL ROUGH GRADE APPROVAL-BASEMENT ONLY-NO VERTICAL Multiple Permits: New SFD (BLDR-023214-2022 ), ADU (BLDR-023215-2022), Garage | Temporary or Accessory Structure | 2022-12-06 |  | 11652.6 |  | Old Encinitas | 2025-06-09 | 2024-12-09 | 0 | Esteban Cisneros
BLDR-023215-2022 | 225 El Portal St Encinitas, CA 92024 | Building (Residential) | Issued | 2024-05-09 | 441 | CONDITIONAL ROUGH GRADE APPROVAL-BASEMENT ONLY-NO VERTICAL Multiple Permits: New SFD (BLDR-023214-2022 ), ADU, Garage (BLDR-023236-2022) | Accessory Dwelling Unit | 2022-12-06 |  | 43834.5 |  | Old Encinitas | 2025-06-09 | 2024-12-09 | 0 | Esteban Cisneros
MEPR-030980-2024 | 1679 Splitrail Dr Encinitas, CA 92024 | MEP (Residential) | Expired | 2024-05-09 | 0 | Battery - 13.5 kWh - 1 ESS BATTERY , 1 TESLA BACKUP SWITCH , 1 EDS . | Alteration & Repair | 2024-05-02 |  | 42180 |  | New Encinitas | 2024-11-12 | 2024-05-13 | 0 | Esteban Cisneros
BLDR-030494-2024 | 545 Ocean View Ave Encinitas, CA 92024 | Building (Residential) | Finaled | 2024-05-09 | 0 | Replace 1 egress window in same size opening in bedroom. Replace 1 non-egress window in same size opening in kitchen. Existing framing to remain. Property is not located in a fire zone. Tempered as necessary. | Alteration & Repair | 2024-03-22 | 2024-07-26 | 3661.5 |  | Leucadia | 2025-01-22 | 2024-07-26 | 0 | Sandy Hjalmarson
BLDR-030861-2024 | 1269 Blue Sky Dr Cardiff-by-the-Sea, CA 92007 | Building (Residential) | Finaled | 2024-05-09 | 2200 | Replacing damaged existing windows with new windows. | Alteration & Repair | 2024-04-24 | 2024-07-16 | 41946 |  | Cardiff-By-The-Sea | 2025-01-13 | 2024-07-16 | 0 | Nicole Spradlin
BLDR-023214-2022 | 223 El Portal St Encinitas, CA 92024 | Building (Residential) | Issued | 2024-05-09 | 3115 | CONDITIONAL ROUGH GRADE APPROVAL-BASEMENT ONLY-NO VERTICAL Multiple Permits: New SFD, ADU (BLDR-023215-2022), Garage (BLDR-023236-2022) | New Construction | 2022-12-06 |  | 373712.9 | El Portal Beach Residence - Lot 44 | Old Encinitas | 2025-06-04 | 2024-12-06 | 0 | Esteban Cisneros
BLDR-028052-2023 | 1928 Leucadia Scenic Ct Encinitas, CA 92024 | Building (Residential) | Issued | 2024-05-09 | 2658 | Renovate Existing Single Family Residence. Addition to main floor and add 2nd floor. | Addition | 2023-09-22 |  | 700000 |  | Leucadia | 2025-06-18 | 2024-12-20 | 0 | Esteban Cisneros
MEPR-030914-2024 | 447 Bristol Rd Cardiff-by-the-Sea, CA 92007 | MEP (Residential) | Issued | 2024-05-13 | 0 | battery | Alteration & Repair | 2024-04-26 |  | 0 |  | Cardiff-By-The-Sea | 2025-05-13 |  | 0 | Esteban Cisneros
BLDR-030669-2024 | 1815 Lahoud Dr Cardiff-by-the-Sea, CA 92007 | Building (Residential) | Issued | 2024-05-13 | 3900 | Composite Shingle Remove and Replace Full Reroof. 3,900sqft. 39 squares. | ReRoof | 2024-04-09 |  | 26914.48 |  | Cardiff-By-The-Sea | 2025-01-02 | 2024-07-03 | 0 | Esteban Cisneros
BLDR-029786-2024 | 1808 Parliament Rd Encinitas, CA 92024 | Building (Residential) | Issued | 2024-05-13 | 227 | EXPANSION OF AN EXISTING 'A' UNIT TO INCLUDE A 232 SQUARE FOOT ADDITION AND MODIFICATION TO THE EXISTING ROOF. THE PROPOSED ADDITIONAL SQUARE FOOTAGE WILL BE LOCATED ON THE SOUTH SIDE OF THE UNIT AND WILL EXPAND THE MASTER BEDROOM, LOFT, BEDROOM 2, AND MAIN BATHROOM. THE ADDITION WILL HAVE A CANTILEVERED FLOOR AND WILL NOT REQUIRE ADDITIONAL FOOTINGS. THE ROOF MODIFICATION WILL INCLUDE A CHANGE IN ROOF PITCH WITH NO INCREASED IN HEIGHT. IN ADDITION TO THE EXPANSION AND ROOF MODIFICATION, A NEW TRELLIS, ENTRY WALL, AND ENTRY ROOF ARE PROPOSED AT THE FRONT ENTRY PATIO. THE EXISTING WEST DECK WILL HAVE A NEW GLASS RAILING IN PLACE OF THE EXISTING WOOD RAILING. THE CRAWL SPACE WILL HAVE A NEW CONCRETE UTILITY PAD, AN ENLARGED CRAWL SPACE ACCESS DOOR, AND WOOD FRAMED STAIRS AT THE CRAWL SPACE ACCESS. | Addition | 2024-01-31 |  | 499999 | Roof Modification/Addition - 1808 Parliament Rd | Leucadia | 2025-03-12 | 2024-09-13 | 0 | Esteban Cisneros
BLDR-030946-2024 | 185 Saxony Rd Unit: 401 Encinitas, CA 92024 | Building (Residential) | Finaled | 2024-05-13 | 2000 | Residential reroof of 7 (almost identical) buildings within 185 Saxony apartment complex. Tile will be lifted, underlayment and flashings replaced and new attic ventilation installed. Tile will be re-used and replacements for broken tile will be sourced from Eagle Roofing Products - standard weight cement tile (similar profile and color to existing). | ReRoof | 2024-04-30 | 2024-05-20 | 17000 |  | Old Encinitas | 2024-11-12 | 2024-05-16 | 0 | Nicole Spradlin
BLDR-030678-2024 | 1528 Juniperhill Dr Encinitas, CA 92024 | Building (Residential) | Finaled | 2024-05-13 | 465 | PROPOSED POOL/SPA AND MISC. GAS AND ELECTRICAL STUBS FOR BBQ AND FIRE PIT | Pool | 2024-04-09 | 2024-08-22 | 50000 |  | New Encinitas | 2025-02-18 | 2024-08-22 | 0 | Nicole Spradlin
BLDR-021772-2022 | 2220 Encinitas Blvd Encinitas, CA 92024 | Building (Residential) | Issued | 2024-05-13 | 15179 | DEMOLITION OF EXISTING RESIDENTIAL BUILDINGS AT 2220, 2228 AND 2230 ENCINITAS BLVD FOR THE FUTURE DEVELOPMENT OF THE SITE | Demolition | 2022-08-14 |  | 91074 | Encinitas Boulevard Apartments | Olivenhain | 2025-05-13 |  | 0 | Esteban Cisneros
MEPR-031073-2024 | 1745 Red Barn Rd Encinitas, CA 92024 | MEP (Residential) | Expired | 2024-05-13 | 0 | Replace Water Heater, Like for Like, Inside Garage | Water Heater | 2024-05-09 |  | 0 |  | New Encinitas | 2024-11-18 | 2024-05-20 | 0 | Esteban Cisneros
BLDR-030536-2024 | 806 Regal Rd Encinitas, CA 92024 | Building (Residential) | Issued | 2024-05-13 | 1200 | Replace 1200 S.F. of siding. With new hardie board siding. | Alteration & Repair | 2024-03-27 |  | 7500 |  | Old Encinitas | 2025-05-27 | 2024-11-27 | 0 | Esteban Cisneros
BLDR-030648-2024 | 1901 Misty Cir Encinitas, CA 92024 | Building (Residential) | Finaled | 2024-05-13 | 850 | We are applying to replace our 80x50 window with a 80x70 double-pane and tempered glass sliding door. We are not increasing the width of the existing window. We are only removing the SubSeal and replacing the window with a sliding glass door. No structural changes to the opening. | Alteration & Repair | 2024-04-08 | 2024-11-26 | 1000 |  | Inside City | 2024-12-11 | 2024-06-14 | 0 | Esteban Cisneros
MEPR-031048-2024 | 1423 Tennis Match Way Encinitas, CA 92024 | MEP (Residential) | Expired | 2024-05-13 | 0 | main service upgrade to 200A | Service Change | 2024-05-07 |  | 0 |  | New Encinitas | 2024-11-12 | 2024-05-13 | 0 | Esteban Cisneros
MEPR-031052-2024 | 1666 Landquist Dr Encinitas, CA 92024 | MEP (Residential) | Expired | 2024-05-13 | 0 | Panel burned. Replacing 125 amp meter main. | Service Change | 2024-05-07 |  | 3500 |  | New Encinitas | 2024-11-25 | 2024-05-29 | 0 | Esteban Cisneros
MEPR-031075-2024 | 709 Summersong Ln Encinitas, CA 92024 | MEP (Residential) | Expired | 2024-05-13 | 0 | Replace Water Heater, Like for Like, Inside Garage | Water Heater | 2024-05-09 |  | 0 |  | New Encinitas | 2024-11-25 | 2024-05-28 | 0 | Esteban Cisneros
MEPR-031126-2024 | 1321 Cornish Dr Cardiff-by-the-Sea, CA 92007 | MEP (Residential) | Issued | 2024-05-14 | 0 | Install a 8.9kw solar pv system ( THIS PERMIT IS FOR ROOF TOP SOLAR ONLY) BATTERY PERMITS ARE STAND ALONE PERMITS. | Energy Efficiency | 2024-05-14 |  | 38490 |  | Cardiff-By-The-Sea | 2025-05-14 |  | 0 | Esteban Cisneros
BLDC-028836-2023 | 1275 Quail Gardens Dr Encinitas, CA 92024 | Building (Non-Residential) | Issued | 2024-05-14 | 165 | AT&T wireless proposes to modify an existing wireless installation by Removing and replacing (2) antennas per sector(total sector is 3) a total of 6, Remove (3) TMAs, Install (4) TMAs ,Install (4) Triplexers on the tower and on the equipment level Remove existing DC Power Plant and install NEW DC Power Plant with (10) rectifiers and (2) converters. Rewire existing batteries, Install (1) HSN-8300NA in existing telco rack, Remove (2) 2206 cabinets, Remove (3) diplexers, Install (2) triplexers, Remove and replace (3) RRUs, Install (12) new RRUs on new H-frame, Install (6) new 7/8" coax cable. There will be NO new batteries added on this project. | Tenant Improvement | 2023-11-16 |  | 50000 |  | Leucadia | 2025-05-14 |  | 0 | Esteban Cisneros
MEPR-031058-2024 | 110 Melrose Ave Encinitas, CA 92024 | MEP (Residential) | Issued | 2024-05-14 | 0 | Roof Top PV 6.97kW, (17) Solar Modules, (7) Solar Shutdown Devices. | Energy Efficiency | 2024-05-08 |  | 21660 |  | Old Encinitas | 2025-05-14 |  | 0 | Esteban Cisneros
BLDR-031111-2024 | 2226 Montgomery Ave Cardiff-by-the-Sea, CA 92007 | Building (Residential) | Issued | 2024-05-14 | 584 | Area of Work: Shingle Re-Roof // 2nd Story West Roof Tear off the existing roof system and haul away debris. Gutters to be removed and hauled away. Roof Sheathing to be cut flush with Fascia along eaves and rakes to properly install drip edge. Inspect roof for damaged wood. Damaged wood to be replaced and billed additional per Carpentry Rate Sheet. Install OC Titanium Peel and Stick Around Pipes. Install Owens Corning Rhino U20 underlayment to the roofing surface. Install New Standard Pipe Flashings as required. Seal All Pipes and Flashings using an Exterior Grade Caulking. Paint to Match shingles. Install New Drip Edge Metal to the Entire Perimeter of roof. Color of edge metal to be WHITE / BROWN / CHARCOAL (circle one) Install Peak Metal Flashing as required. Install architectural fiberglass shingles. Manufacturer to be Owens Corning. Type to be Owens Corning Tru Def Cool Shingles | ReRoof | 2024-05-14 |  | 8275 |  | Cardiff-By-The-Sea | 2025-05-14 |  | 0 | Esteban Cisneros
MEPR-031106-2024 | 252 Rancho Santa Fe Rd Encinitas, CA 92024 | MEP (Residential) | Issued | 2024-05-14 | 0 | Roof Top PV 17.38kW, (44) Solar Modules, (44) Solar Shutdown Devices. | Energy Efficiency | 2024-05-13 |  | 36748 |  | Olivenhain | 2025-03-10 | 2024-09-09 | 0 | Esteban Cisneros
MEPR-030014-2024 | 615 Arden Dr Encinitas, CA 92024 | MEP (Residential) | Issued | 2024-05-14 | 0 | New PV, roof mounted, 7.6 kW, 19 modules, (New Tesla 13.5 kWh battery - under separate permit) | Energy Efficiency | 2024-02-16 |  | 0 |  | Old Encinitas | 2025-05-14 |  | 0 | Esteban Cisneros
MEPR-031076-2024 | 2107 Edinburg Ave Cardiff-by-the-Sea, CA 92007 | MEP (Residential) | Finaled | 2024-05-14 | 0 | INSTALL NEW AC | New Installation | 2024-05-09 | 2024-06-18 | 0 |  | Cardiff-By-The-Sea | 2024-12-16 | 2024-06-18 | 0 | Nicole Spradlin
MEPR-031124-2024 | 2521 Meadowmist Ln Encinitas, CA 92024 | MEP (Residential) | Finaled | 2024-05-14 | 0 | Install 27 solar panels and two tesla powerwall 3 batteries that have built in inverters (BATTERIES REQUIRE SEPARATE PERMIT) | Energy Efficiency | 2024-05-14 | 2024-08-07 | 67000 |  | Olivenhain | 2025-02-03 | 2024-08-07 | 0 | Nicole Spradlin
MEPR-031078-2024 | 2241 Denk Ln Encinitas, CA 92024 | MEP (Residential) | Finaled | 2024-05-14 | 0 | replace ac and furnace | Alteration & Repair | 2024-05-09 | 2024-05-21 | 0 |  | Olivenhain | 2024-11-18 | 2024-05-21 | 0 | Nicole Spradlin
MEPR-031059-2024 | 110 Melrose Ave Encinitas, CA 92024 | MEP (Residential) | Issued | 2024-05-14 | 0 | Energy Storage 5kW, (1) Powerwall | New Installation | 2024-05-08 |  | 12490 |  | Old Encinitas | 2025-05-14 |  | 0 | Esteban Cisneros
BLDR-029767-2024 | 110 Verdi Ave Cardiff-by-the-Sea, CA 92007 | Building (Residential) | Issued | 2024-05-14 | 2050 | Remove & dispose off existing roofing material, install new roof, re-flash pipes, vent to code. | ReRoof | 2024-01-30 |  | 23970 |  | Cardiff-By-The-Sea | 2025-05-14 |  | 0 | Esteban Cisneros
MEPR-030716-2024 | 2076 Montgomery Ave Cardiff-by-the-Sea, CA 92007 | MEP (Residential) | Issued | 2024-05-14 | 0 | SDGE MANDATED REPAIRS TO SERVICE WIRES IN RISER TO ROOF, WIRES ON ROOF HAVE DAMAGED INSULATION, WE ARE TO REPLACE THE WIRES, IN EXISTING CONDUIT AND EXISTING EQUIPMENT | Alteration & Repair | 2024-04-11 |  | 2000 |  | Cardiff-By-The-Sea | 2024-12-23 | 2024-06-26 | 0 | Esteban Cisneros
BLDR-031083-2024 | 1914 Park Dale Ln Encinitas, CA 92024 | Building (Residential) | Issued | 2024-05-14 | 4170 | Tear off the existing roof system and haul away debris. Inspect roof for damaged wood. Damaged wood to be replaced and billed additional per Carpentry Rate Sheet. Install GAF Tigerpaw Synthetic underlayment to the roofing surface. Install new standard pipe flashings as required. Seal all pipes and flashings using an exterior grade caulking. Paint to match shingles. Install new drip edge metal to the entire perimeter of roof. Color of edge metal to be WHITE / BROWN / CHARCOAL (circle one) Install step flashing, back pan metal, and roof to wall flashing as required. ***Install 8 new O'hagin vents near ridge line to allow adequate venting for keeping roof cool and for compliance to receive manufacturers warranty. Install new vents to replace existing. Install architectural fiberglass shingles. Manufacturer to be GAF. Type to be GAF HDZ Reflective Series. Color to be Barkwood. Install high definition hip and ridge trim to match shingles. Cricket Low-slope Areas: Install DuroLast PVC membrane and integrate with shingle roofing system. | ReRoof | 2024-05-10 |  | 32248 |  | New Encinitas | 2025-05-14 |  | 0 | Esteban Cisneros
BLDR-031063-2024 | 1528 Tucker Ln Encinitas, CA 92024 | Building (Residential) | Finaled | 2024-05-14 | 2960 | Remove existing asphalt shingles and install new asphalt shingles and modified torch down | ReRoof | 2024-05-08 | 2024-06-11 | 25857 |  | New Encinitas | 2024-12-09 | 2024-06-11 | 0 | Nicole Spradlin
BLDR-031109-2024 | 728 Crest Dr Encinitas, CA 92024 | Building (Residential) | Issued | 2024-05-14 | 2900 | T/Off one layer of comp-shingles; Install 30 Year Asphalt Shingles | ReRoof | 2024-05-13 |  | 18365 |  | Inside City | 2025-01-06 | 2024-07-09 | 0 | Esteban Cisneros
MEPR-031084-2024 | 1517 Gascony Rd Encinitas, CA 92024 | MEP (Residential) | Expired | 2024-05-14 | 0 | Replace Water Heater, Like for Like, Inside Garage | Water Heater | 2024-05-10 |  | 0 |  | Leucadia | 2024-11-18 | 2024-05-20 | 0 | Esteban Cisneros
MEPR-031113-2024 | 1373 Burgundy Rd Encinitas, CA 92024 | MEP (Residential) | Expired | 2024-05-14 | 0 | Replace Water Heater, Like for Like, Inside Garage | Water Heater | 2024-05-14 |  | 0 |  | Leucadia | 2024-11-18 | 2024-05-20 | 0 | Esteban Cisneros
BLDR-023213-2022 | 387 La Mesa Ave Encinitas, CA 92024 | Building (Residential) | Issued | 2024-05-14 | 3406 | Multiple Permits: New SFD, ADU (BLDR-023262-2022), Garage (BLDR-023278-2022 ) | New Construction | 2022-12-06 |  | 406788 | El Portal Beach Residence - Lot 44 | Old Encinitas | 2025-06-04 | 2024-12-06 | 0 | Esteban Cisneros
BLDR-023262-2022 | 389 La Mesa Ave Encinitas, CA 92024 | Building (Residential) | Issued | 2024-05-14 | 459 | Multiple Permits: New SFD (BLDR-023213-2022), ADU, Garage (BLDR-023278-2022 ) | Accessory Dwelling Unit | 2022-12-07 |  | 42228 |  | Old Encinitas | 2025-06-09 | 2024-12-09 | 0 | Esteban Cisneros
BLDR-023278-2022 | 389 La Mesa Ave Encinitas, CA 92024 | Building (Residential) | Issued | 2024-05-14 | 441 | Multiple Permits: New SFD (BLDR-023213-2022), ADU (BLDR-023262-2022), Garage | Temporary or Accessory Structure | 2022-12-07 |  | 10548 |  | Old Encinitas | 2025-06-09 | 2024-12-09 | 0 | Esteban Cisneros
BLDM-031108-2024 | 3435 Dove Hollow Rd Encinitas, CA 92024 | Building (Mixed Use) | Expired | 2024-05-14 | 2955 | 30Sq Picture Frame Partial Reroof | ReRoof | 2024-05-13 |  | 17000 |  | Olivenhain | 2024-11-12 | 2024-05-16 | 0 | Esteban Cisneros
MEPC-031033-2024 | 223 El Portal St Encinitas, CA 92024 | MEP (Non-Residential) | Expired | 2024-05-14 | 0 | Install 100 amp temporary meter pole | Temporary Power Pole | 2024-05-06 |  | 2000 |  | Old Encinitas | 2024-11-12 | 2024-05-16 | 0 | Esteban Cisneros
SIGN-028355-2023 | 1502 Encinitas Blvd Encinitas, CA 92024 | Sign | Expired | 2024-05-14 | 0 | REMOVE/REPLACE EXISTING WALL SIGNS & DRIVE THRU MENU BOARD. INSTALL WALL DOWNLIGHTING. REFURBISH EXISTING DRIVE THRU CLEARANCE BAR, ORDER POINT CANOPY, AND MONUMENT SIGN. | Permanent | 2023-10-12 |  | 13500 |  | New Encinitas | 2024-11-10 |  | 0 | Esteban Cisneros
BLDR-028924-2023 | 1747 Swallowtail Rd Encinitas, CA 92024 | Building (Residential) | Finaled | 2024-05-14 | 160 | -Addition to existing Primary Bedroom of 160 sq ft -Remodel of existing primary bathroom and closet (198 sq ft) -Remodel of existing kitchen and nook (218 sq ft) | Addition | 2023-11-22 | 2024-11-14 | 350000 |  | Leucadia | 2025-05-13 | 2024-11-14 | 0 | Esteban Cisneros
BLDR-031105-2024 | 1122 Via Di Felicita Encinitas, CA 92024 | Building (Residential) | Issued | 2024-05-14 | 700 | Partial Picture Frame - 7 Sqrs | ReRoof | 2024-05-13 |  | 4723 |  | Olivenhain | 2025-05-14 |  | 0 | Esteban Cisneros
MEPR-031053-2024 | 1534 Lake Dr Cardiff-by-the-Sea, CA 92007 | MEP (Residential) | Expired | 2024-05-14 | 0 | INSTALL NEW DUCTED MINI SPLIT W/ DUCTWORK | New Installation | 2024-05-07 |  | 0 |  | Cardiff-By-The-Sea | 2024-12-16 | 2024-06-17 | 0 | Esteban Cisneros
MEPR-031098-2024 | 3461 Bumann Rd Encinitas, CA 92024 | MEP (Residential) | Expired | 2024-05-14 | 0 | REPLACE WATER HEATER | Water Heater | 2024-05-13 |  | 6258 |  | Olivenhain | 2024-12-09 | 2024-06-12 | 0 | Esteban Cisneros
MEPR-031019-2024 | 1240 Swallowtail Ct Encinitas, CA 92024 | MEP (Residential) | Finaled | 2024-05-15 | 0 | Installation of NEW 225 amp MSP | Service Change | 2024-05-05 | 2024-09-30 | 10000 |  | Leucadia | 2025-03-31 | 2024-09-30 | 0 | Esteban Cisneros
MEPR-031038-2024 | 1612 Calle Plumerias Encinitas, CA 92024 | MEP (Residential) | Issued | 2024-05-15 | 0 | Addition of wet bar in the primary bedroom which will also be used as a short term rental. | Alteration & Repair | 2024-05-06 |  | 1200 |  | New Encinitas | 2025-05-15 |  | 0 | Esteban Cisneros
MEPR-031103-2024 | 1122 Via Di Felicita Encinitas, CA 92024 | MEP (Residential) | Issued | 2024-05-15 | 0 | Roof Top PV 5.95kW, (14) Solar Modules, (14) Micro-Inverters. | Energy Efficiency | 2024-05-13 |  | 14200 |  | Olivenhain | 2025-05-15 |  | 0 | Esteban Cisneros
BLDC-029903-2024 | 1016 N El Camino Real Encinitas, CA 92024 | Building (Non-Residential) | Issued | 2024-05-15 | 8383 | INTERIOR ALTERATION ONLY 170 LF NEW PARTITIONS, 5'-9" TALL 20 LF NEW PARTITIONS, 10'-0" TALL ELECTRICAL WIRING RECEPTACLES REPLACE 148 FLUORESCENT LIGHTS WITH 29 L.E.D. HIGH BAYS | Alteration & Repair | 2024-02-07 |  | 125000 |  | New Encinitas | 2025-01-02 | 2024-06-28 | 0 | Esteban Cisneros
MEPR-031139-2024 | 822 Bracero Rd Encinitas, CA 92024 | MEP (Residential) | Finaled | 2024-05-15 | 0 | gas line repair | New Installation | 2024-05-15 | 2024-05-16 | 0 |  | Old Encinitas | 2024-11-12 | 2024-05-16 | 0 | Nicole Spradlin
BLDC-028028-2023 | 603 Union St Encinitas, CA 92024 | Building (Non-Residential) | Finaled | 2024-05-15 | 776 | New Single Occupancy Restroom (70 Square Foot) & Remodel permit (BLDC-022508-2022) TO THE VIOLATION CASE NUMBER CODE-004808-2022. | Addition | 2023-09-21 | 2024-05-17 | 30000 |  | Old Encinitas | 2024-11-13 | 2024-05-17 | 0 | Sandy Hjalmarson
MEPR-031094-2024 | 510 Neptune Ave Encinitas, CA 92024 | MEP (Residential) | Issued | 2024-05-15 | 0 | REPLACE 2 AC UNITS ON LEFT SIDE. (1) 3.5 TON & (1) 2 TONE. | Alteration & Repair | 2024-05-13 |  | 17000 |  | Old Encinitas | 2025-05-15 |  | 0 | Esteban Cisneros
MEPR-031120-2024 | 542 Summer View Cir Encinitas, CA 92024 | MEP (Residential) | Expired | 2024-05-15 | 0 | We will excavate to the gas pipe near driveway to where it turns to go into the house. We will then cut out the bad pipe and fuse a new pipe to the feed line going the house. | New Installation | 2024-05-14 |  | 1500 |  | Old Encinitas | 2024-11-12 | 2024-05-16 | 0 | Esteban Cisneros
BLDR-025997-2023 | 655 Lucylle Ln Encinitas, CA 92024 | Building (Residential) | Issued | 2024-05-15 | 1199 | Construction of new, detached ADU (PRADU). | Accessory Dwelling Unit | 2023-05-11 |  | 150000 | HULCER ADU | Olivenhain | 2025-05-21 | 2024-11-22 | 0 | Esteban Cisneros
MEPR-031144-2024 | 147 Coop Ct Encinitas, CA 92024 | MEP (Residential) | Issued | 2024-05-16 | 0 | Roof mounted PV electric system consisting of (29) each 400 watt modules and microinverters 11.6 KW (DC) | Energy Efficiency | 2024-05-15 |  | 32100 |  | Leucadia | 2025-05-16 |  | 0 | Esteban Cisneros
MEPR-031137-2024 | 1716 Freda Ln Cardiff-by-the-Sea, CA 92007 | MEP (Residential) | Issued | 2024-05-16 | 0 | Heat Pump | Alteration & Repair | 2024-05-15 |  | 8000 |  | Cardiff-By-The-Sea | 2025-05-16 |  | 0 | Esteban Cisneros
MEPR-031104-2024 | 1122 Via Di Felicita Encinitas, CA 92024 | MEP (Residential) | Issued | 2024-05-16 | 0 | Energy Storage 11.52kW, (3) Enphase IQ | New Installation | 2024-05-13 |  | 19990 |  | Olivenhain | 2025-05-16 |  | 0 | Esteban Cisneros
MEPR-031054-2024 | 212 E D St Encinitas, CA 92024 | MEP (Residential) | Issued | 2024-05-16 | 0 | REPLACE FURNACE | Alteration & Repair | 2024-05-07 |  | 0 |  | Old Encinitas | 2025-05-16 |  | 0 | Esteban Cisneros
MEPR-031138-2024 | 1561 Burgundy Rd Encinitas, CA 92024 | MEP (Residential) | Issued | 2024-05-16 | 0 | Locate 200amp panel on Center of South wall, as indicated on the sketch. | Service Change | 2024-05-15 |  | 1749 |  | Leucadia | 2025-05-16 |  | 0 | Esteban Cisneros
MEPR-029565-2024 | 258 Neptune Ave Encinitas, CA 92024 | MEP (Residential) | Issued | 2024-05-16 | 0 | Locate the new SDG&E approved 400 amp residential meter panel, with a Class 320 plug-in meter socket at the new meter panel location on the north side of the home as shown on sketch. Customer is to provide all excavation, trench, 3" DB conduit, backfill, compaction, 3/4" pulling and measuring tape in conduit and surface repair from pole P29939 to new meter panel. Take conduit to within distance as instructed by SDG&E inspector | Alteration & Repair | 2024-01-16 |  | 4000 |  | Old Encinitas | 2024-12-23 | 2024-06-24 | 0 | Esteban Cisneros
MEPR-031143-2024 | 1262 Avenida Miguel Encinitas, CA 92024 | MEP (Residential) | Finaled | 2024-05-16 | 0 | INSTALL 2 HEAT PUMPS AND 2 FURNACES | New Installation | 2024-05-15 | 2024-11-04 | 0 |  | New Encinitas | 2025-05-05 | 2024-11-04 | 0 | Esteban Cisneros
MEPR-031081-2024 | 1140 Balour Dr Unit: A Encinitas, CA 92024 | MEP (Residential) | Expired | 2024-05-16 | 0 | Electrical Service Upgrade | Service Change | 2024-05-09 |  | 3500 |  | Old Encinitas | 2024-11-25 | 2024-05-28 | 0 | Esteban Cisneros
MEPR-031107-2024 | 252 Rancho Santa Fe Rd Encinitas, CA 92024 | MEP (Residential) | Issued | 2024-05-16 | 0 | Energy Storage 5kW, (1) Powerwall | New Installation | 2024-05-13 |  | 15000 |  | Olivenhain | 2025-03-10 | 2024-09-09 | 0 | Esteban Cisneros
BLDR-028913-2023 | 2129 Bulrush Ln Cardiff-by-the-Sea, CA 92007 | Building (Residential) | Issued | 2024-05-16 | 661 | â€¢ NO NEW SQUARE FEET ADDED â€¢ REMODEL KITCHEN â€¢ NEW LA CANTINA DOORS â€¢ REWORK EXISTING STAIRS | Alteration & Repair | 2023-11-21 |  | 50000 |  | Cardiff-By-The-Sea | 2025-03-10 | 2024-09-11 | 0 | Esteban Cisneros
BLDR-028014-2023 | 287 Turner Ave Encinitas, CA 92024 | Building (Residential) | Finaled | 2024-05-16 | 272 | BUILD AN ADDITION WITH PORCH AND MINOR INTERIOR REMODELING | Addition | 2023-09-20 | 2024-11-07 | 110000 |  | New Encinitas | 2025-05-05 | 2024-11-07 | 0 | Esteban Cisneros
MEPR-030963-2024 | 216 Andrew Ave Encinitas, CA 92024 | MEP (Residential) | Finaled | 2024-05-16 | 0 | Â· (40) CANADIAN SOLAR CS3N-390MS [BLK] MODULES Â· (2) TESLA POWERWALL 3 BATTERY + INVERTER Â· (1) TESLA BACKUP GATEWAY 2 (200A) Â· (1) MICRO-GRID BACKUP PANEL Â· (1) RAPID SHUTDOWN SWITCH Â· (1) BATTERY COMBINER Â· (1) BATTERY HEAT ALARM Â· (1) BATTERY COMBINER PANEL Â· (1) 200A FUSIBLE DISCONNECT Â· 15.60 kW DC / 14.34 KW CEC AC SYSTEM SIZE | Energy Efficiency | 2024-05-01 | 2024-06-10 | 34145 |  | Leucadia | 2024-12-04 | 2024-06-07 | 0 | Nicole Spradlin
BLDM-030345-2024 | 182 Hillcrest Dr Encinitas, CA 92024 | Building (Mixed Use) | Finaled | 2024-05-16 | 490 | Swimming pool and spa | Pool | 2024-03-13 | 2024-10-16 | 40000 |  | Leucadia | 2025-04-14 | 2024-10-16 | 0 | Esteban Cisneros
BLDR-028676-2023 | 242 Village Green Rd Encinitas, CA 92024 | Building (Residential) | Issued | 2024-05-16 | 735 | 735 SQ FOOT SECOND STORY ADDITION TO SFD, 200 SQ FOOT PATIO COVER | Addition | 2023-11-07 |  | 69500 |  | New Encinitas | 2025-06-24 | 2024-12-26 | 0 | Esteban Cisneros
MEPR-031128-2024 | 314 A St Encinitas, CA 92024 | MEP (Residential) | Expired | 2024-05-17 | 0 | Customer is to remove existing 200a combo panel and install new 400a 4 pak combo panel. SDGE to disconnect reconnect the two existing meters# 5260770 & 5241063 and install in new 4 pak 400a combo panel on NORTH wall at WEST corner of building/house. Two existing meters to be reset/resealed upon inspection. 2 new meters will be set upon receipt of SDGE inspection, Municipal inspection and billing application. Customer is to provide all excavation, trench, 1-3" conduit, backfill, compaction, 3/4" pulling and measuring tape in conduit and surface repair from pole to new meter panel | Service Change | 2024-05-14 |  | 15 |  | Old Encinitas | 2024-11-18 | 2024-05-20 | 0 | Esteban Cisneros
BLDR-030922-2024 | 1035 Summer Holly Ln Encinitas, CA 92024 | Building (Residential) | Finaled | 2024-05-20 | 0 | Replace 1 non-egress patio door in same size opening in living room. Existing framing to remain. Property is not located in a fire zone. Tempered as necessary. U factor < 0.30 and SHGC < 0.23 | Alteration & Repair | 2024-04-28 | 2024-07-01 | 7124 |  | Olivenhain | 2025-01-02 | 2024-07-01 | 0 | Nicole Spradlin
MEPR-030358-2024 | 462 Moonlight Ln Encinitas, CA 92024 | MEP (Residential) | Expired | 2024-05-20 | 0 | Rooftop Residential Solar Installation of 14kWdc system with 28 Silfab panels and 28 Enphase IQ8A microinverters with 3 Enphase 5P batteries | Energy Efficiency | 2024-03-14 |  | 72337 |  | Old Encinitas | 2024-11-20 | 2024-05-24 | 0 | Esteban Cisneros
MEPR-030973-2024 | 462 Moonlight Ln Encinitas, CA 92024 | MEP (Residential) | Expired | 2024-05-20 | 0 | Install 3; 11.52 kW Battery Power New Enphase IQ 5P Battery With 28 Roof Mounted Modules. (Solar Permitted separately) | New Installation | 2024-05-01 |  | 0 |  | Old Encinitas | 2024-11-20 | 2024-05-24 | 0 | Esteban Cisneros
MEPR-031161-2024 | 232 Countryhaven Rd Encinitas, CA 92024 | MEP (Residential) | Expired | 2024-05-20 | 0 | Replace Water Heater, Like for Like, Inside Garage | Water Heater | 2024-05-17 |  | 0 |  | New Encinitas | 2024-11-25 | 2024-05-28 | 0 | Esteban Cisneros
MEPR-031151-2024 | 137 Townwood Way Encinitas, CA 92024 | MEP (Residential) | Expired | 2024-05-20 | 0 | Replace Water Heater, Like for Like, Inside Garage | Water Heater | 2024-05-16 |  | 0 |  | New Encinitas | 2024-11-25 | 2024-05-28 | 0 | Esteban Cisneros
BLDC-027257-2023 | 146 N El Camino Real Unit: A Encinitas, CA 92024 | Building (Non-Residential) | Finaled | 2024-05-20 | 8397 | Remodel of existing tenant space within a larger building into an O'Reilly Auto Parts Store, a retailer of automotive parts and accessories. | Alteration & Repair | 2023-07-31 | 2024-09-12 | 773687.08 |  | New Encinitas | 2025-03-11 | 2024-09-12 | 0 | Nicole Spradlin
MEPR-031170-2024 | 185 Saxony Rd Unit: 201 Encinitas, CA 92024 | MEP (Residential) | Issued | 2024-05-21 | 0 | Building 200: REMOVE ALL QUEST POLYBUTYLENE PIPING FROM INTERIOR OF BUILDINGS. OPEN WALLS TO ACCESS PLUMBING. REPLACE INTERIOR WALLS WITH UPONOR PEX PIPING. STIB OUT OF WALL WITH COPPER. ALL LINES TO FOLLOW ORIGINAL PIPING PATH | Alteration & Repair | 2024-05-17 |  | 86000 |  | Old Encinitas | 2025-05-21 |  | 0 | Esteban Cisneros
MEPR-031173-2024 | 185 Saxony Rd Unit: 401 Encinitas, CA 92024 | MEP (Residential) | Issued | 2024-05-21 | 0 | Building 400 : REMOVE ALL QUEST POLYBUTYLENE PIPING FROM INTERIOR OF BUILDINGS. OPEN WALLS TO ACCESS PLUMBING. REPLACE INTERIOR WALLS WITH UPONOR PEX PIPING. STIB OUT OF WALL WITH COPPER. ALL LINES TO FOLLOW ORIGINAL PIPING PATH | Alteration & Repair | 2024-05-17 |  | 86000 |  | Old Encinitas | 2025-02-18 | 2024-08-21 | 0 | Esteban Cisneros
MEPR-031147-2024 | 142 Rodney Ave Encinitas, CA 92024 | MEP (Residential) | Finaled | 2024-05-21 | 0 | (N) 225A TOP FEDMAIN SERVICE PANEL, 240V1-PHASE | Service Change | 2024-05-16 | 2024-08-28 | 3500 |  | New Encinitas | 2025-02-24 | 2024-08-28 | 0 | Nicole Spradlin
MEPR-031171-2024 | 1045 Gardena Rd Encinitas, CA 92024 | MEP (Residential) | Issued | 2024-05-21 | 0 | Residential Roof-Mounted Solar: 3.6kW/DC, 3.8kW/AC, 10 Mods, 10 Optimizers, 1 Inverter. 1 ESS. (SEPARATE PERMIT REQUIRED FOR BATTERY) | Energy Efficiency | 2024-05-17 |  | 0 |  | Old Encinitas | 2024-12-23 | 2024-06-25 | 0 | Esteban Cisneros
MEPR-031088-2024 | 185 Saxony Rd Unit: 101 Encinitas, CA 92024 | MEP (Residential) | Finaled | 2024-05-21 | 0 | Building 100 : REMOVE ALL QUEST POLYBUTYLENE PIPING FROM INTERIOR OF BUILDINGS. OPEN WALLS TO ACCESS PLUMBING. REPLACE INTERIOR WALLS WITH UPONOR PEX PIPING. STIB OUT OF WALL WITH COPPER. ALL LINES TO FOLLOW ORIGINAL PIPING PATH | Alteration & Repair | 2024-05-10 | 2024-09-04 | 86000 |  | Old Encinitas | 2025-02-10 | 2024-08-14 | 0 | Nicole Spradlin
MEPR-031176-2024 | 185 Saxony Rd Unit: 701 Encinitas, CA 92024 | MEP (Residential) | Issued | 2024-05-21 | 0 | Building 700 : REMOVE ALL QUEST POLYBUTYLENE PIPING FROM INTERIOR OF BUILDINGS. OPEN WALLS TO ACCESS PLUMBING. REPLACE INTERIOR WALLS WITH UPONOR PEX PIPING. STIB OUT OF WALL WITH COPPER. ALL LINES TO FOLLOW ORIGINAL PIPING PATH | Alteration & Repair | 2024-05-17 |  | 86000 |  | Old Encinitas | 2025-04-02 | 2024-10-04 | 0 | Esteban Cisneros
MEPR-031174-2024 | 185 Saxony Rd Unit: 501 Encinitas, CA 92024 | MEP (Residential) | Finaled | 2024-05-21 | 0 | Building 500 : REMOVE ALL QUEST POLYBUTYLENE PIPING FROM INTERIOR OF BUILDINGS. OPEN WALLS TO ACCESS PLUMBING. REPLACE INTERIOR WALLS WITH UPONOR PEX PIPING. STIB OUT OF WALL WITH COPPER. ALL LINES TO FOLLOW ORIGINAL PIPING PATH | Alteration & Repair | 2024-05-17 | 2024-09-04 | 86000 |  | Old Encinitas | 2025-02-10 | 2024-08-14 | 0 | Nicole Spradlin
MEPR-031132-2024 | 1321 Cornish Dr Cardiff-by-the-Sea, CA 92007 | MEP (Residential) | Issued | 2024-05-21 | 0 | iNSTALLATION OF ONE POWERWALL 3 BATTERY | New Installation | 2024-05-14 |  | 13500 |  | Cardiff-By-The-Sea | 2025-05-21 |  | 0 | Esteban Cisneros
MEPR-031183-2024 | 1340 Rainbow Ridge Ln Encinitas, CA 92024 | MEP (Residential) | Finaled | 2024-05-21 | 0 | NEW 17.2DC kW(15.58AC kW) ROOF MOUNTED PHOTOVOLTAIC SYSTEM W/ 43 MODS AND 43 MICRO INV. | Energy Efficiency | 2024-05-20 | 2024-06-24 | 0 |  | Leucadia | 2024-12-23 | 2024-06-24 | 0 | Nicole Spradlin
BLDC-030538-2024 | 260 N El Camino Real Encinitas, CA 92024 | Building (Non-Residential) | Finaled | 2024-05-21 | 2374 | TI OF 2374 SF FOR MADHOUSE DANCE STUDIO | Tenant Improvement | 2024-03-27 | 2024-07-22 | 154000 |  | New Encinitas | 2025-01-13 | 2024-07-22 | 0 | Sandy Hjalmarson
BLDR-031184-2024 | 2107 Meadowgreen Ct Encinitas, CA 92024 | Building (Residential) | Issued | 2024-05-21 | 4890 | Tile relay (Partial roof) | ReRoof | 2024-05-20 |  | 2500 |  | New Encinitas | 2025-05-21 |  | 0 | Esteban Cisneros
MEPR-031179-2024 | 2264 Woodwind Dr Encinitas, CA 92024 | MEP (Residential) | Issued | 2024-05-21 | 0 | Installation of a 6.144kW rooftop photovoltaic system | Energy Efficiency | 2024-05-19 |  | 0 |  | Olivenhain | 2025-01-06 | 2024-07-10 | 0 | Esteban Cisneros
MEPR-031172-2024 | 185 Saxony Rd Unit: 301 Encinitas, CA 92024 | MEP (Residential) | Finaled | 2024-05-21 | 0 | Building 300 : REMOVE ALL QUEST POLYBUTYLENE PIPING FROM INTERIOR OF BUILDINGS. OPEN WALLS TO ACCESS PLUMBING. REPLACE INTERIOR WALLS WITH UPONOR PEX PIPING. STIB OUT OF WALL WITH COPPER. ALL LINES TO FOLLOW ORIGINAL PIPING PATH | Alteration & Repair | 2024-05-17 | 2024-09-04 | 86000 |  | Old Encinitas | 2025-02-10 | 2024-08-14 | 0 | Nicole Spradlin
MEPR-031168-2024 | 1472 Heritage Ln Encinitas, CA 92024 | MEP (Residential) | Finaled | 2024-05-21 | 0 | replace heat pump, furnace, and ductwork | Alteration & Repair | 2024-05-17 | 2024-06-18 | 0 |  | Leucadia | 2024-12-16 | 2024-06-18 | 0 | Nicole Spradlin
BLDR-020399-2022 | 826 Arden Dr Encinitas, CA 92024 | Building (Residential) | Issued | 2024-05-21 | 2736 | 1st and 2nd Floor additions to an existing single-family residence Proposed remodel and 2-story addition to an existing SFD. | Addition | 2022-05-06 |  | 313527 |  | Old Encinitas | 2025-05-12 | 2024-11-13 | 0 | Esteban Cisneros
MEPR-031007-2024 | 257 N Vulcan Ave Encinitas, CA 92024 | MEP (Residential) | Finaled | 2024-05-21 | 0 | Applying for 2nd Gas Meter for accessory unit | Alteration & Repair | 2024-05-03 | 2024-12-09 | 0 |  | Old Encinitas | 2025-06-09 | 2024-12-09 | 0 | Esteban Cisneros
MEPR-031175-2024 | 185 Saxony Rd Unit: 601 Encinitas, CA 92024 | MEP (Residential) | Issued | 2024-05-21 | 0 | Building 600 : REMOVE ALL QUEST POLYBUTYLENE PIPING FROM INTERIOR OF BUILDINGS. OPEN WALLS TO ACCESS PLUMBING. REPLACE INTERIOR WALLS WITH UPONOR PEX PIPING. STIB OUT OF WALL WITH COPPER. ALL LINES TO FOLLOW ORIGINAL PIPING PATH | Alteration & Repair | 2024-05-17 |  | 86000 |  | Old Encinitas | 2025-06-03 | 2024-12-05 | 0 | Esteban Cisneros
MEPR-031193-2024 | 1671 Gascony Rd Encinitas, CA 92024 | MEP (Residential) | Expired | 2024-05-21 | 0 | The gas was shut off when a fire occurred at our home on May 16, 2024. Per SDGE, we need a city inspection before the gas can be turned back on. Please contact us to set up the inspection. | Alteration & Repair | 2024-05-20 |  | 6000000 |  | Leucadia | 2024-11-25 | 2024-05-29 | 0 | Esteban Cisneros
MEPR-031169-2024 | 3609 Lorimer Ln Encinitas, CA 92024 | MEP (Residential) | Expired | 2024-05-21 | 0 | Replace Water Heater, Like for Like, Inside Garage | Water Heater | 2024-05-17 |  | 0 |  | Olivenhain | 2024-11-25 | 2024-05-28 | 0 | Esteban Cisneros
MEPR-031131-2024 | 2521 Meadowmist Ln Encinitas, CA 92024 | MEP (Residential) | Finaled | 2024-05-21 | 0 | iNSTALLATION OF 2 POWERWALL 3 BATTERIES | New Installation | 2024-05-14 | 2024-08-07 | 27000 |  | Olivenhain | 2025-02-03 | 2024-08-07 | 0 | Nicole Spradlin
BLDR-022914-2022 | 387 Ocean View Ave Encinitas, CA 92024 | Building (Residential) | Issued | 2024-05-21 | 2501 | Multiple Permits: ADDITION (BLDR-022914-2022), ADD NEW 494 SF GARAGE (BLDR-023001-2022), ADD NEW 1,013 SF ADU (BLDR-023000-2022) ADD 304 SF TO EXISTING 2,197 SF MAIN RESIDENCE BY WAY OF 2-STORY ADDITION. AREA OF REMODEL = 1,500 SF; NEW DECK/EXT STAIRS = 547 SF ADD JADU TO FIRST FLOOR [SEPARATE PERMIT] | Addition | 2022-11-09 |  | 94948 |  | Old Encinitas | 2025-05-21 | 2024-05-24 | 0 | Esteban Cisneros
MEPC-031036-2024 | 2185 San Elijo Ave Cardiff-by-the-Sea, CA 92007 | MEP (Non-Residential) | Expired | 2024-05-21 | 0 | T-Mobile to modify existing wireless telecommunications facility including remove existing electrical meter; remove existing 100A electrical panel "A"; install new 200A electrical meter; install new 200A electrical panel "A" and replace existing power conduits if required. | Service Change | 2024-05-06 |  | 10000 |  | Cardiff-By-The-Sea | 2024-12-09 | 2024-06-11 | 0 | Esteban Cisneros
MEPR-031178-2024 | 142 E Glaucus St Encinitas, CA 92024 | MEP (Residential) | Expired | 2024-05-21 | 0 | Single family residential roof mounted solar, 12 panels, 4.8kw, 6 aps ds3 inverters | Energy Efficiency | 2024-05-17 |  | 40000 |  | Leucadia | 2024-12-09 | 2024-06-10 | 0 | Esteban Cisneros
BLDM-031204-2024 | 1007 Passiflora Ave Encinitas, CA 92024 | Building (Mixed Use) | Finaled | 2024-05-22 | 4050 | Remove existing tile, install new GAF Timberline HD shingles | ReRoof | 2024-05-21 | 2024-07-17 | 33947 |  | Leucadia | 2025-01-13 | 2024-07-17 | 0 | Nicole Spradlin
MEPR-031217-2024 | 1620 Olmeda St Encinitas, CA 92024 | MEP (Residential) | Issued | 2024-05-22 | 0 | Electric Panel Upgrade (100 Amp to 200 Amp) | New Installation | 2024-05-22 |  | 0 |  | New Encinitas | 2025-02-10 | 2024-08-14 | 0 | Esteban Cisneros
BLDC-029808-2024 | 1150 Quail Gardens Dr Encinitas, CA 92024 | Building (Non-Residential) | Finaled | 2024-05-22 | 835900 | Water Tower, Trellis, & Two Pergolas (Deferred submittal related to BLDC-020522-2022). Commercial component of Fox Point Farms Multiple Permits: Master BLDC-020522-2022. Restaurant (BLDC-024003-2023), Event space (BLDC-024002-2023), Agricultural Operations (BLDC-024004-2023 AND BLDC-024005-2023) | Temporary or Accessory Structure | 2024-02-01 | 2024-06-20 | 25000 | Fox Point Farms - Parent Project | Leucadia | 2024-12-11 | 2024-06-14 | 0 | Sandy Hjalmarson
BLDR-030642-2024 | 193 Pacific View Ln Encinitas, CA 92024 | Building (Residential) | Issued | 2024-05-22 | 643 | Construct a 6'-0" maximum deep pool and spa at an existing single family dwelling | Pool | 2024-04-08 |  | 43500 |  | Old Encinitas | 2025-02-18 | 2024-08-20 | 0 | Esteban Cisneros
MEPR-031051-2024 | 2262 Woodwind Dr Encinitas, CA 92024 | MEP (Residential) | Issued | 2024-05-22 | 0 | Residential Rooftop PV System | Energy Efficiency | 2024-05-07 |  | 0 |  | Olivenhain | 2025-01-06 | 2024-07-10 | 0 | Esteban Cisneros
BLDR-030747-2024 | 815 Del Rio Ave Encinitas, CA 92024 | Building (Residential) | Finaled | 2024-05-22 | 473 | NEW POOL AND SPA AND PLUMBING AND ELECTRICAL FOR BBQ | Pool | 2024-04-15 | 2024-11-05 | 68200 |  | Leucadia | 2025-05-05 | 2024-11-05 | 0 | Esteban Cisneros
MEPC-031150-2024 | 1550 Leucadia Blvd Encinitas, CA 92024 | MEP (Non-Residential) | Issued | 2024-05-22 | 0 | Low voltage voice/data subs associated with the building permit for this Walmart interior alteration. *** Per Ali Sadre (Bldg Official) this is a no plan review permit *** Please see this email under documents attached, along with owner letter of authorization. Our scope of work is to Install up to 150 Cat5e low voltage voice/data cables (under 25 volts) for devices such as computers, printers, phones, TV (not CCTV), kiosks, terminals, POS registers, etc. for the following departments: front end, pharmacy, deli/bakery, money center, electronics, sporting goods, auto care, front and back offices. | Alteration & Repair | 2024-05-16 |  | 46779.5 |  | New Encinitas | 2025-05-22 |  | 0 | Esteban Cisneros
MEPR-031199-2024 | 2565 Manchester Ave Encinitas, CA 92007 | MEP (Residential) | Expired | 2024-05-22 | 0 | Main panel replacement | Service Change | 2024-05-21 |  | 0 |  | Inside City | 2024-11-20 | 2024-05-24 | 0 | Esteban Cisneros
BLDR-023001-2022 | 387 Ocean View Ave Encinitas, CA 92024 | Building (Residential) | Expired | 2024-05-22 | 494 | Multiple Permits: ADDITION (BLDR-022914-2022), ADD NEW 494 SF GARAGE (BLDR-023001-2022), ADD NEW 1,013 SF ADU (BLDR-023000-2022) ADD 304 SF TO EXISTING 2,197 SF MAIN RESIDENCE BY WAY OF 2-STORY ADDITION. ADD NEW 494 SF GARAGE ADD NEW 1,013 SF ADU AREA OF REMODEL = 1,500 SF; NEW DECK/EXT STAIRS = 547 SF | Temporary or Accessory Structure | 2022-11-17 |  | 11856 |  | Old Encinitas | 2024-11-22 | 2024-05-24 | 0 | Esteban Cisneros
BLDR-023000-2022 | 387 Ocean View Ave Encinitas, CA 92024 | Building (Residential) | Issued | 2024-05-22 | 494 | Multiple Permits: ADDITION (BLDR-022914-2022), ADD NEW 494 SF GARAGE (BLDR-023001-2022), ADD NEW 1,013 SF ADU (BLDR-023000-2022) ADD 304 SF TO EXISTING 2,197 SF MAIN RESIDENCE BY WAY OF 2-STORY ADDITION. ADD NEW 494 SF GARAGE ADD NEW 1,013 SF ADU AREA OF REMODEL = 1,500 SF; NEW DECK/EXT STAIRS = 547 SF | Accessory Dwelling Unit | 2022-11-17 |  | 93196 |  | Old Encinitas | 2025-05-27 | 2024-11-27 | 0 | Esteban Cisneros
SIGN-030791-2024 | 1068 N El Camino Real Encinitas, CA 92024 | Sign | Expired | 2024-05-22 | 84.96 | 3 NEW SETS OF HALO LIT/ PUSH THRU CHANNEL LETTERS- 84.96 SQ.FT EACH | Permanent | 2024-04-18 |  | 20000 |  | New Encinitas | 2024-11-18 |  | 0 | Esteban Cisneros
MEPR-031077-2024 | 2001 Wandering Rd Encinitas, CA 92024 | MEP (Residential) | Finaled | 2024-05-22 | 0 | NEW125 A breaker BUSBAR WITH 200 A MAIN BREAKER | New Installation | 2024-05-09 | 2024-07-22 | 24969 |  | New Encinitas | 2025-01-21 | 2024-07-22 | 0 | Nicole Spradlin
MEPR-031203-2024 | 942 Stratford Dr Encinitas, CA 92024 | MEP (Residential) | Expired | 2024-05-22 | 0 | REPLACE 50 GAL WATER HEATER | Water Heater | 2024-05-21 |  | 3181 |  | Old Encinitas | 2024-12-03 | 2024-06-06 | 0 | Esteban Cisneros
BLDC-029643-2024 | 1106 Second St Encinitas, CA 92024 | Building (Non-Residential) | Finaled | 2024-05-23 | 2941 | alterations to existing exterior commercial business building facade and landscape and interior suites. | Alteration & Repair | 2024-01-19 |  | 199000 |  | Old Encinitas | 2025-02-25 | 2024-08-29 | 0 | Nicole Spradlin
MEPR-030907-2024 | 1900 Misty Cir Encinitas, CA 92024 | MEP (Residential) | Finaled | 2024-05-23 | 0 | Update Plumbing and Electrical for Kitchen & Bath Remodel | Alteration & Repair | 2024-04-26 | 2024-07-11 | 35000 |  | New Encinitas | 2025-01-07 | 2024-07-11 | 0 | Nicole Spradlin
MEPR-031152-2024 | 467 La Costa Ave Encinitas, CA 92024 | MEP (Residential) | Issued | 2024-05-23 | 0 | upgraded existing electrical service to a 200-amp service. disconnect reconnect. | Alteration & Repair | 2024-05-16 |  | 0 |  | Leucadia | 2025-01-07 | 2024-07-11 | 0 | Esteban Cisneros
MEPR-031223-2024 | 3639 Copper Crest Rd Encinitas, CA 92024 | MEP (Residential) | Issued | 2024-05-23 | 0 | NEW 4DC kW(3.66AC kW) ROOF MOUNTED PHOTOVOLTAIC SYSTEM W/ 10 MODS AND 10 MICRO INV. | Energy Efficiency | 2024-05-23 |  | 0 |  | Olivenhain | 2024-12-23 | 2024-06-25 | 0 | Esteban Cisneros
BLDR-022799-2022 | 884 Bracero Rd Encinitas, CA 92024 | Building (Residential) | Issued | 2024-05-23 | 496 | new single story free standing ADU | Accessory Dwelling Unit | 2022-11-02 |  | 200000 |  | Old Encinitas | 2025-05-23 |  | 0 | Esteban Cisneros
MEPR-031041-2024 | 1809 Pleasantdale Dr Encinitas, CA 92024 | MEP (Residential) | Expired | 2024-05-23 | 0 | New HVAC installation | Alteration & Repair | 2024-05-07 |  | 9000 |  | New Encinitas | 2024-12-02 | 2024-06-05 | 0 | Esteban Cisneros
MEPR-031260-2024 | 1032 San Abella Dr Encinitas, CA 92024 | MEP (Residential) | Issued | 2024-05-28 | 0 | pv solar roof mount, comp shingles, 3.24 kW, 9 panels. (THIS PERMIT IS FOR ROOF TOP SOLAR ONLY) | Energy Efficiency | 2024-05-28 |  | 6480 |  | Old Encinitas | 2025-05-28 |  | 0 | Esteban Cisneros
MEPR-031243-2024 | 280 Coneflower St Encinitas, CA 92024 | MEP (Residential) | Finaled | 2024-05-28 | 0 | pv solar roof mount | Energy Efficiency | 2024-05-24 | 2024-06-27 | 0 |  | Old Encinitas | 2025-01-02 | 2024-06-27 | 0 | Nicole Spradlin
MEPR-030901-2024 | 1836 Lake Dr Cardiff-by-the-Sea, CA 92007 | MEP (Residential) | Issued | 2024-05-28 | 0 | main panel upgrade to a 100A/125A main panel. | Service Change | 2024-04-25 |  | 3000 |  | Cardiff-By-The-Sea | 2025-05-28 |  | 0 | Esteban Cisneros
MEPR-031254-2024 | 940 Grange Hall Rd Cardiff-by-the-Sea, CA 92007 | MEP (Residential) | Issued | 2024-05-28 | 0 | THIS INSTALLATION WILL INCLUDE THEUNINSTALL AND REINSTALL OF THE EXISTINGSOLAR SYSTEM . | Energy Efficiency | 2024-05-27 |  | 250 |  | Cardiff-By-The-Sea | 2025-03-25 | 2024-09-26 | 0 | Esteban Cisneros
BLDR-030902-2024 | 3671 Dove Hollow Rd Encinitas, CA 92024 | Building (Residential) | Issued | 2024-05-28 | 544 | Remove Existing Concrete swimming pool | Demolition | 2024-04-25 |  | 12000 |  | Olivenhain | 2025-05-28 | 2024-05-30 | 0 | Esteban Cisneros
MEPR-031190-2024 | 1230 Avenida Miguel Encinitas, CA 92024 | MEP (Residential) | Finaled | 2024-05-28 | 0 | Replace 2x Furnace 80%AFUE | Alteration & Repair | 2024-05-20 | 2024-08-16 | 15104 |  | New Encinitas | 2025-02-12 | 2024-08-16 | 0 | Nicole Spradlin
MEPR-031242-2024 | 1001 Saxony Rd Encinitas, CA 92024 | MEP (Residential) | Issued | 2024-05-28 | 0 | Residential roof-mounted solar: 5.76kW/DC, 5.76kW/AC, 16 Mods, 1 inverter. | Energy Efficiency | 2024-05-24 |  | 32244.58 |  | Leucadia | 2025-05-28 |  | 0 | Esteban Cisneros
SIGN-031009-2024 | Intersection: Coast Highway 101 and Encinitas Blvd | Sign | Expired | 2024-05-28 | 24 | 2024 Switchfoot Bro-Am Event Info Banner | Temporary | 2024-05-03 |  | 0 |  | Old Encinitas | 2024-06-15 |  | 0 | Maile Luther
MEPR-030248-2024 | 318 A St Encinitas, CA 92024 | MEP (Residential) | Expired | 2024-05-28 | 0 | pv solar roof mount | Energy Efficiency | 2024-03-06 |  | 0 |  | Old Encinitas | 2024-11-25 | 2024-05-29 | 0 | Esteban Cisneros
BLDR-031163-2024 | 1549 Valleda Ln Encinitas, CA 92024 | Building (Residential) | Finaled | 2024-05-28 | 0 | To take up and remove existing roof tile at complete house down to wood deck. To inspect wood for damage replacing up to 200 lft of rotted starter/fascia board, (5) rotted rafter tails/outriggers & 2 sheets of rotted plywood where needed. Additional starter is charged at $8/ft; shadow board is $8/ft., fascia is charged at $16/ft; plywood is charged at $120/sheet, rafter tails/outriggers are charged at $150/each and header blocks are $50/each. To cut back (3) exposed rafters at front entry area flush with starter board, install a new fascia to close in roof. To paint newly installed exposed lumber to finish. To re locate (2) 1.5â€™â€™ pipes at back side of house to front side of house for solar installation. To install a 2â€ face edge metal and eave riser at down sloped eaves. To install two layers of 40# Malarkey UDL tile paper on complete roof cap nailing as required. To install needed pipe, roof to wall & chimney flashings; sealing and painting to match new roof color. To provide & install (6) ember resistant Oâ€™Hagin vents for proper attic ventilation. To install an Eagle standard weight Golden Eagle (1699 Charcoal Range) concrete tile on complete roof. To cement in all hip, ridge and roof to wall openings. To install needed ridge cap and rake trim as required and to remove all debris when complete. | ReRoof | 2024-05-17 | 2024-06-20 | 26850 |  | New Encinitas | 2024-12-17 | 2024-06-20 | 0 | Nicole Spradlin
BLDR-031164-2024 | 612 Lucylle Ln Encinitas, CA 92024 | Building (Residential) | Issued | 2024-05-28 | 256.41 | Replace 5 patio doors and 1 retrofit window. No size changes. | Alteration & Repair | 2024-05-17 |  | 26700.97 |  | Olivenhain | 2025-05-28 |  | 0 | Esteban Cisneros
BLDC-030022-2024 | 2027 Newcastle Ave Cardiff-by-the-Sea, CA 92007 | Building (Non-Residential) | Issued | 2024-05-28 | 4354 | CONSTRUCTION PLAN CHANGE TO EXISTING PERMIT #BLDM-026151-2023: MINOR PLAN REVISIONS TO ROOMS INCLUDES MEP. FLUSH VALVE TOILET TYPE CHANGED TO GRAVITY - REVISED WATER METER SIZING | Tenant Improvement | 2024-02-16 |  | 500 |  | Cardiff-By-The-Sea | 2025-06-18 | 2024-12-20 | 0 | Esteban Cisneros
BLDC-029330-2024 | 1051 S Coast Highway 101 Encinitas, CA 92024 | Building (Non-Residential) | Finaled | 2024-05-29 | 2204 | TI of existing kitchen, retail and office space | Tenant Improvement | 2024-01-02 | 2024-06-04 | 19374 |  | Old Encinitas | 2024-12-02 | 2024-06-03 | 0 | Sandy Hjalmarson
MEPR-031244-2024 | 1001 Saxony Rd Encinitas, CA 92024 | MEP (Residential) | Issued | 2024-05-29 | 0 | Battery | Service Change | 2024-05-24 |  | 12000 |  | Leucadia | 2025-05-29 |  | 0 | Esteban Cisneros
MEPR-031280-2024 | 458 Jolina Way Encinitas, CA 92024 | MEP (Residential) | Expired | 2024-05-29 | 0 | Replace Water Heater, Like for Like, Inside Garage | Water Heater | 2024-05-29 |  | 0 |  | New Encinitas | 2024-12-02 | 2024-06-05 | 0 | Esteban Cisneros
BLDR-027762-2023 | 1128 Arden Dr Encinitas, CA 92024 | Building (Residential) | Finaled | 2024-05-29 | 1160 | ADU - Detached Manufactured HDC/HUD Home | Accessory Dwelling Unit | 2023-09-06 | 2024-12-16 | 220313 |  | Old Encinitas | 2025-06-16 | 2024-12-16 | 0 | Esteban Cisneros
MEPR-031248-2024 | 631 Shasta Dr Encinitas, CA 92024 | MEP (Residential) | Expired | 2024-05-29 | 0 | Whole house Copper Type L repipe w/ 22 fixtures | Alteration & Repair | 2024-05-24 |  | 23560 |  | Leucadia | 2024-12-18 | 2024-06-21 | 0 | Esteban Cisneros
MEPR-031229-2024 | 1728 Rubenstein Dr Cardiff-by-the-Sea, CA 92007 | MEP (Residential) | Issued | 2024-05-30 | 0 | 5 ton heat pump condenser changeout in left side yard like for like .60k btus air handler changeout in attic like for like. (MECHANICAL PERMIT ONLY). | Alteration & Repair | 2024-05-23 |  | 34111.4 |  | Cardiff-By-The-Sea | 2025-05-30 |  | 0 | Esteban Cisneros
BLDR-030917-2024 | 1701 Glasgow Ave Cardiff-by-the-Sea, CA 92007 | Building (Residential) | Issued | 2024-05-30 | 322 | remove interior drywall, flooring, some siding and soffit cladding, pergola | Demolition | 2024-04-27 |  | 2200 |  | Cardiff-By-The-Sea | 2025-05-30 |  | 0 | Esteban Cisneros
MEPC-028323-2023 | 1953 San Elijo Ave Cardiff-by-the-Sea, CA 92007 | MEP (Non-Residential) | Issued | 2024-05-30 | 0 | Provide and install (1) 400A/3P Circuit Breaker into existing house power panel. Provide and install (1) 400A 120/208V panelboard with (20) 40A/2P circuit breakers in electric room. Scan/core through the floor into the level of the parking garage below the electric room. Provide conduit and wire to the closest (20) parking stalls. Install (4) level 2 EV chargers provided by others. Re-stripe/stencil (20) parking stalls. One stall will be lost to create (1) van accessible, (1) standard accessible and (1) access aisle. | Energy Efficiency | 2023-10-10 |  | 59423 |  | Cardiff-By-The-Sea | 2025-01-29 | 2024-08-02 | 0 | Esteban Cisneros
BLDR-030679-2024 | 1277 Santa Fe Dr Encinitas, CA 92024 | Building (Residential) | Issued | 2024-05-30 | 452 | Proposed New Pool: 34' x 13' (4 deep sides'-5' depth in center of pool max), 398 sqft. of surface area, 98' perimeter, raised +18". Proposed New Spa: 6â€™ x 9â€™ spa (3.5â€™ depth), 54sqft. surface area, 30â€™ perimeter, raised +12â€ from pool, 7x high pressure, 14'6" Spillway | Pool | 2024-04-09 |  | 50000 |  | Cardiff-By-The-Sea | 2025-03-10 | 2024-09-09 | 0 | Esteban Cisneros
BLDR-030856-2024 | 597 Via Cantebria Encinitas, CA 92024 | Building (Residential) | Issued | 2024-05-31 | 1814 | The Project Consists of the In-Like-Kind Repairs of Structure damaged by Fire | Alteration & Repair | 2024-04-23 |  | 139989 |  | New Encinitas | 2025-04-07 | 2024-10-08 | 0 | Esteban Cisneros
BLDR-029708-2024 | 859 Bracero Rd Encinitas, CA 92024 | Building (Residential) | Issued | 2024-05-31 | 576 | New Swimming Pool & Spa on rear of property. | Pool | 2024-01-24 |  | 50000 |  | Old Encinitas | 2025-05-31 |  | 0 | Esteban Cisneros
BLDR-030428-2024 | 3637 Dove Hollow Rd Encinitas, CA 92024 | Building (Residential) | Finaled | 2024-05-31 | 611 | PROPOSED POOL (611 SQFT - MAX 6' DEPTH). ELECTRICAL RUN TO POOL EQUIPMENT AS NEEDED. | Pool | 2024-03-19 | 2024-09-30 | 45000 |  | Olivenhain | 2025-03-25 | 2024-09-30 | 0 | Esteban Cisneros
BLDR-030240-2024 | 203 Third St Encinitas, CA 92024 | Building (Residential) | Issued | 2024-06-03 | 499 | NEW GLASS GUARD RAILS (WITH NO VERTICAL PICKETS) TO REPLACE EXISTING IN KIND. A 499 SQ.FT. DECK ADDITON TO EXISTING SECOND FLOOR. THIS WILL CONNECT TWO DECK AREAS INTO ONE. DEMOLITION OF OLD GUARDRAILS, AND TILE ON DECKS. REPLACE WITH NEW SLIP RESISTANCE CONCRETE FINISH. | Temporary or Accessory Structure | 2024-03-06 |  | 150000 |  | Old Encinitas | 2025-06-03 |  | 0 | Esteban Cisneros
BLDR-024145-2023 | 2554 White Owl Dr Encinitas, CA 92024 | Building (Residential) | Issued | 2024-06-03 | 1651 | Master Suite Addition over Existing Garage and Workshop, extension of second floor over existing deck, addition of a new stairwell and provisions for future elevator to be able to age in place, enclosure of existing breezeway. | Addition | 2023-02-02 |  | 450000 |  | Olivenhain | 2025-06-10 | 2024-12-12 | 0 | Esteban Cisneros
BLDR-031288-2024 | 1091 Regal Rd Encinitas, CA 92024 | Building (Residential) | Issued | 2024-06-04 | 1200 | Re-Roof new plywood and asphalt shingles | ReRoof | 2024-05-29 |  | 35000 |  | Old Encinitas | 2025-06-04 |  | 0 | Esteban Cisneros
MEPR-031337-2024 | 2111 Willowspring Pl Encinitas, CA 92024 | MEP (Residential) | Finaled | 2024-06-04 | 0 | Â·THIS IS AN UNINSTALL/REINSTALL PROJECTÂ· UNINSTALL AND REINSTALL OF15 (E) HANWHA Q.PEAK DUO BLK ML-G10+ 400 SOLAR MODULES AFTER RE-ROOFING. | Energy Efficiency | 2024-06-03 | 2024-09-20 | 4995 |  | New Encinitas | 2025-03-19 | 2024-09-20 | 0 | Nicole Spradlin
MEPR-031322-2024 | 954 Emma Dr Cardiff-by-the-Sea, CA 92007 | MEP (Residential) | Finaled | 2024-06-04 | 0 | SOLAR - Â·(3.90) KW DC RATED PV ARRAY , Â· (10) CANADIAN SOLAR CS6R-390MS-HL (BLK) SOLARMODULES . | Energy Efficiency | 2024-06-01 | 2024-07-26 | 34000 |  | Cardiff-By-The-Sea | 2025-01-22 | 2024-07-26 | 0 | Nicole Spradlin
MEPR-031267-2024 | 810 Hermes Ave Encinitas, CA 92024 | MEP (Residential) | Issued | 2024-06-04 | 0 | Roof Top PV 9.35kW, (22) Solar Modules, (22) Micro-Inverters. | Energy Efficiency | 2024-05-28 |  | 37375 |  | Leucadia | 2025-04-07 | 2024-10-09 | 0 | Esteban Cisneros
MEPR-031311-2024 | 518 Southbridge Ct Encinitas, CA 92024 | MEP (Residential) | Finaled | 2024-06-04 | 0 | Add three (3) 330 watt modules to existing system. | Energy Efficiency | 2024-05-31 | 2024-08-08 | 4458 |  | Leucadia | 2025-02-04 | 2024-08-08 | 0 | Nicole Spradlin
BLDR-031253-2024 | 954 Emma Dr Cardiff-by-the-Sea, CA 92007 | Building (Residential) | Finaled | 2024-06-04 | 0 | ROOFING - Remove & dispose off existing roofing material, install new roof, re-flash pipes, vent to code. | ReRoof | 2024-05-27 | 2024-07-01 | 19900 |  | Cardiff-By-The-Sea | 2025-01-02 | 2024-07-01 | 0 | Nicole Spradlin
BLDC-029949-2024 | 191 Calle Magdalena Unit: 200 Encinitas, CA 92024 | Building (Non-Residential) | Finaled | 2024-06-04 | 1980 | SCOPE: LEVEL 02 OFFICE TENANT IMPROVEMENT IN EXISTING SPACE NON-BEARING PARTITIONS WITH ASSOCIATED MECHANICAL, ELECTRICAL, & PLUMBING. - NO CHANGE IN USE - NO CHANGE IN FOOTPRINT | Tenant Improvement | 2024-02-12 | 2024-10-24 | 175000 |  | Old Encinitas | 2025-04-22 | 2024-10-24 | 0 | Esteban Cisneros
BLDC-029950-2024 | 191 Calle Magdalena Unit: 220 Encinitas, CA 92024 | Building (Non-Residential) | Finaled | 2024-06-04 | 2671 | INTERIOR PROJECT NON-BEARING PARTITIONS ASSOCIATED MECHANICAL AND ELECTRICAL | Tenant Improvement | 2024-02-12 | 2024-12-18 | 125000 |  | Old Encinitas | 2025-06-16 | 2024-12-18 | 0 | Esteban Cisneros
BLDR-031343-2024 | 1552 Tucker Ln Encinitas, CA 92024 | Building (Residential) | Finaled | 2024-06-04 | 2300 | Reroof with Class 'A' fiberglass laminated shingles. | ReRoof | 2024-06-04 | 2024-10-14 | 23950 |  | Inside City | 2024-12-10 | 2024-06-13 | 0 | Esteban Cisneros
MEPR-031283-2024 | 720 Devonshire Dr Encinitas, CA 92024 | MEP (Residential) | Expired | 2024-06-04 | 0 | Remove and replace existing water heater with new HPWH | Water Heater | 2024-05-29 |  | 6961.9 |  | Old Encinitas | 2024-12-09 | 2024-06-11 | 0 | Esteban Cisneros
MEPR-031308-2024 | 1680 Cottage Glen Ct Encinitas, CA 92024 | MEP (Residential) | Expired | 2024-06-04 | 0 | Replace Water Heater, Like for Like, Inside Garage | Water Heater | 2024-05-31 |  | 0 |  | New Encinitas | 2024-12-09 | 2024-06-10 | 0 | Esteban Cisneros
MEPR-031313-2024 | 213 Hickoryhill Dr Encinitas, CA 92024 | MEP (Residential) | Expired | 2024-06-04 | 0 | Residential roof-mounted solar: 4.32kW/DC, 3.8kW/AC, 12 Mods, 1 Inverte | Energy Efficiency | 2024-05-31 |  | 32313.6 |  | New Encinitas | 2024-12-09 | 2024-06-11 | 0 | Esteban Cisneros
MEPR-031316-2024 | 1315 Sea Village Dr Cardiff-by-the-Sea, CA 92007 | MEP (Residential) | Issued | 2024-06-05 | 0 | Install nine (9) QCells 310 watts modules and nine (9) micro inverters. Replace eighteen (18) old modules with twelve (12) new modules. Install twelve (12) micro inverters. Remove existing SMA inverter. Install two (2) Enphase 10T batteries, one (1) Enphase system controller and one (1) battery disconnect. Total system size 7.11 kW DC STC. | Energy Efficiency | 2024-05-31 |  | 12702 |  | Cardiff-By-The-Sea | 2025-02-03 | 2024-08-07 | 0 | Esteban Cisneros
BLDR-030503-2024 | 105 S Rancho Santa Fe Rd Encinitas, CA 92024 | Building (Residential) | Issued | 2024-06-05 | 1728 | Installation of temporary jobsite trailer and parking to be used for the duration of Encinitas Boulevard Apartments. The temporary jobsite trailer is to be used as office space for the Encinitas Boulevard Apartments onsite construction team. The fencings to access the trailer will be open between the hours of 7AM to 7PM Monday â€“ Saturday, excluding Holidays. | Temporary or Accessory Structure | 2024-03-25 |  | 32842 |  | Olivenhain | 2025-06-05 |  | 0 | Esteban Cisneros
MEPR-031319-2024 | 1117 Arcadia Rd Encinitas, CA 92024 | MEP (Residential) | Issued | 2024-06-05 | 0 | Upgrade panel to 200 amp | Alteration & Repair | 2024-05-31 |  | 2300 |  | Old Encinitas | 2025-01-06 | 2024-07-10 | 0 | Esteban Cisneros
MEPR-031258-2024 | 348 La Veta Ave Encinitas, CA 92024 | MEP (Residential) | Issued | 2024-06-05 | 0 | Install new 175AMP main in existing location. | Service Change | 2024-05-28 |  | 5000 |  | Old Encinitas | 2025-01-02 | 2024-07-02 | 0 | Esteban Cisneros
BLDR-023031-2022 | 2220 Encinitas Blvd Encinitas, CA 92024 | Building (Residential) | Issued | 2024-06-05 | 162517 | SITE RETAINING WALLS AS REQURIED FOR THE CONSTRUCTION AND GRADING OF THE PROPOSED APARTMENT BUILDING. | Retaining Wall | 2022-11-18 |  | 615000 | Encinitas Boulevard Apartments | Olivenhain | 2025-05-12 | 2024-11-12 | 0 | Esteban Cisneros
MEPR-031344-2024 | 921-927 Regal Rd Regal Rd Encinitas, CA 92024 | MEP (Residential) | Finaled | 2024-06-05 | 0 | MEP- electrical panel configuration. keep existing 4 meter 400A panel (3 meters currently in it) add 1 meter for an adu. do line side buss tap and add a 100Amp new meter/ panel adjacent for second ADU. no ROW work | Alteration & Repair | 2024-06-04 | 2024-12-09 | 1000 |  | Inside City | 2025-06-09 | 2024-12-09 | 0 | Esteban Cisneros
MEPR-031345-2024 | 931-937 Regal Rd Encinitas, CA 92024 | MEP (Residential) | Finaled | 2024-06-05 | 0 | MEP- electrical panel configuration. keep existing 4 meter 400A panel (3 meters currently in it) add 1 meter for an adu. do line side buss tap and add a 100Amp new meter/ panel adjacent for second ADU. no ROW work | Alteration & Repair | 2024-06-04 | 2024-12-09 | 1000 |  | Inside City | 2025-06-09 | 2024-12-09 | 0 | Esteban Cisneros
BLDR-021414-2022 | 1133 Lagoon View Ct Cardiff-by-the-Sea, CA 92007 | Building (Residential) | Finaled | 2024-06-05 | 1900 | 58 foot long, 8 foot max high retaining wall. | Retaining Wall | 2022-07-16 | 2024-11-18 | 30400 |  | Cardiff-By-The-Sea | 2025-05-19 | 2024-11-18 | 0 | Esteban Cisneros
MEPR-031349-2024 | 209 Witham Rd Encinitas, CA 92024 | MEP (Residential) | Expired | 2024-06-05 | 0 | Replace Water Heater, Like for Like, Inside Garage | Water Heater | 2024-06-04 |  | 0 |  | New Encinitas | 2024-12-09 | 2024-06-11 | 0 | Esteban Cisneros
BLDC-027718-2023 | 698 N Coast Highway 101 Encinitas, CA 92024 | Building (Non-Residential) | Issued | 2024-06-05 | 1325 | Restaurant with Bar T.I. within existing one story building (health dept. approval is needed for this project) | Tenant Improvement | 2023-08-31 |  | 250000 |  | Leucadia | 2025-05-13 | 2024-11-14 | 0 | Esteban Cisneros
MEPR-031218-2024 | 1728 Rubenstein Dr Cardiff-by-the-Sea, CA 92007 | MEP (Residential) | Issued | 2024-06-06 | 0 | 80 gallon traditional water heater change out in garage like for like. 65 gallon traditional water heater change out like for like. | Water Heater | 2024-05-22 |  | 34111.4 |  | Cardiff-By-The-Sea | 2025-06-06 |  | 0 | Esteban Cisneros
MEPR-031301-2024 | 2467 Caminito Ocean Cove Cardiff-by-the-Sea, CA 92007 | MEP (Residential) | Finaled | 2024-06-06 | 0 | Replacing existing 3 ton upflow natural gas furnace, like for like in same location (hall closet) | Alteration & Repair | 2024-05-30 | 2024-08-09 | 2225 |  | Cardiff-By-The-Sea | 2025-02-05 | 2024-08-09 | 0 | Nicole Spradlin
MEPR-031300-2024 | 1932 Lahoud Dr Cardiff-by-the-Sea, CA 92007 | MEP (Residential) | Issued | 2024-06-06 | 0 | install new heat pump, air handler, and ductwork | New Installation | 2024-05-30 |  | 0 |  | Cardiff-By-The-Sea | 2025-06-06 |  | 0 | Esteban Cisneros
MEPR-031314-2024 | 213 Hickoryhill Dr Encinitas, CA 92024 | MEP (Residential) | Issued | 2024-06-06 | 0 | Battery 9.7kWh | New Installation | 2024-05-31 |  | 12000 |  | New Encinitas | 2025-06-06 |  | 0 | Esteban Cisneros
MEPR-031284-2024 | 1716 Caliban Dr Encinitas, CA 92024 | MEP (Residential) | Issued | 2024-06-06 | 0 | REPLACE 3-ton A/C - LEFT SIDE YARD, COIL, REPLACE FAU (60k BTUs) - CLOSET, W/DUCT (10) | Alteration & Repair | 2024-05-29 |  | 18755.55 |  | New Encinitas | 2025-01-02 | 2024-07-05 | 0 | Esteban Cisneros
MEPR-031321-2024 | 954 Emma Dr Cardiff-by-the-Sea, CA 92007 | MEP (Residential) | Finaled | 2024-06-06 | 0 | BATTERY - Â·(13.5) KWH RATED ENERGY STORAGE SYSTEM , Â· (1) TESLA POWERWALL 3 Â· (1) TESLA BACKUP SWITCH Â· (1) 60A FUSED AC DISCONNECT | Alteration & Repair | 2024-06-01 | 2024-07-26 | 34000 |  | Cardiff-By-The-Sea | 2025-01-22 | 2024-07-26 | 0 | Nicole Spradlin
MEPR-031299-2024 | 2379 Lagoon View Dr Cardiff-by-the-Sea, CA 92007 | MEP (Residential) | Issued | 2024-06-06 | 0 | REPLACE FURNACE | Alteration & Repair | 2024-05-30 |  | 0 |  | Cardiff-By-The-Sea | 2025-06-06 |  | 0 | Esteban Cisneros
BLDR-026536-2023 | 1315 Cornish Dr Cardiff-by-the-Sea, CA 92007 | Building (Residential) | Issued | 2024-06-06 | 618 | Two second Story decks - CODE-005349-2023 408 sq ft first floor deck 210 sq ft 2nd story deck | Alteration & Repair | 2023-06-08 |  | 24000 |  | Cardiff-By-The-Sea | 2025-06-06 |  | 0 | Esteban Cisneros
BLDR-030971-2024 | 1234 Ahlrich Ave Encinitas, CA 92024 | Building (Residential) | Issued | 2024-06-06 | 462 | PROPOSED POOL AND SPA (462 SQFT - 6' MAX DEPTH). | Pool | 2024-05-01 |  | 35000 |  | New Encinitas | 2025-04-07 | 2024-10-08 | 0 | Esteban Cisneros
MEPR-031262-2024 | 1001 Saxony Rd Encinitas, CA 92024 | MEP (Residential) | Issued | 2024-06-06 | 0 | MPU 200A/225 BUSS, Essential Loads Panel 125A. | Service Change | 2024-05-28 |  | 3000 |  | Leucadia | 2025-03-24 | 2024-09-24 | 0 | Esteban Cisneros
MEPR-031366-2024 | 2206 Summerhill Dr Encinitas, CA 92024 | MEP (Residential) | Finaled | 2024-06-06 | 0 | 4.86 KW Solar Roof Mount, 12 Modules | Energy Efficiency | 2024-06-05 | 2024-09-17 | 0 |  | New Encinitas | 2025-01-13 | 2024-07-16 | 0 | Nicole Spradlin
MEPR-031348-2024 | 724 Del Rio Ave Encinitas, CA 92024 | MEP (Residential) | Issued | 2024-06-06 | 0 | ROOFTOP SOLAR PV 10kW,DERATE MAIN BREAKER TO 175A | Energy Efficiency | 2024-06-04 |  | 30000 |  | Leucadia | 2025-06-06 |  | 0 | Esteban Cisneros
MEPR-030965-2024 | 1640 Jerrilynn Pl Encinitas, CA 92024 | MEP (Residential) | Issued | 2024-06-06 | 0 | upgrade panel from a 100 AMP to a 200 AMP panel | Service Change | 2024-05-01 |  | 0 |  | New Encinitas | 2025-02-10 | 2024-08-12 | 0 | Esteban Cisneros
BLDR-030117-2024 | 1109 Monterey Vista Way Encinitas, CA 92024 | Building (Residential) | Issued | 2024-06-06 | 165 | REMODEL KITCHEN - NO LAYOUT CHANGES | Alteration & Repair | 2024-02-23 |  | 80807 |  | Old Encinitas | 2025-01-08 | 2024-07-12 | 0 | Esteban Cisneros
BLDR-013973-2021 | 1027 Bonita Dr Unit: ADU Encinitas, CA 92024 | Building (Residential) | Issued | 2024-06-06 | 1200 | Multiple Permits : 2nd Story ADU (BLDR-013974-2021) & Main Residence Conversion to ADU (BLDR-031364-2024) The conversion of an existing one-story dwelling unit into a detached ADU. The existing unit is proposed to expand from 922 square feet to 1,197 square feet (resulting from a 275 square-foot addition). The project also proposes the construction of a second detached ADU totaling 1,197-square-foot. The second ADU is proposed to be located directly above the converted ADU. Additionally, an attached 290-square-foot single-car garage is also proposed. | Accessory Dwelling Unit | 2021-01-11 |  | 118135 |  | Old Encinitas | 2025-06-03 | 2024-12-05 | 0 | Esteban Cisneros
BLDR-031364-2024 | 1025 Bonita Dr Encinitas, CA 92024 | Building (Residential) | Issued | 2024-06-06 | 1200 | Multiple Permits : 2nd Story ADU (BLDR-013974-2021) & Main Residence Conversion to ADU (BLDR-031364-2024) The conversion of an existing one-story dwelling unit into a detached ADU. The existing unit is proposed to expand from 922 square feet to 1,197 square feet (resulting from a 275 square-foot addition). The project also proposes the construction of a second detached ADU totaling 1,197-square-foot. The second ADU is proposed to be located directly above the converted ADU. Additionally, an attached 290-square-foot single-car garage is also proposed. | Accessory Dwelling Unit | 2024-06-05 |  | 65902 |  | Old Encinitas | 2025-06-03 | 2024-12-05 | 0 | Esteban Cisneros
SIGN-031160-2024 | 1016 N El Camino Real Encinitas, CA 92024 | Sign | Expired | 2024-06-06 | 72.4 | INSTALL ONE LED ILLUMINATED WALL SIGN, AND FACE CHANGE FOR MONUMENT SIGN | Permanent | 2024-05-16 |  | 6500 |  | New Encinitas | 2024-12-03 |  | 0 | Esteban Cisneros
MEPR-031303-2024 | 3379 Lone Jack Rd Encinitas, CA 92024 | MEP (Residential) | Finaled | 2024-06-06 | 0 | REMODEL HALL BATHROOM This permit is for plumbing only. tub to tub. No plans were submitted. (NO DRYWALL AS PART AS THIS PERMIT. PLUMBING ONLY) INSPECTOR TO VERIFY NO OTHER WORK IS BEING DONE THAT MAY REQUIRE MORE PERMITS OTHER THAN PLUMBING FOR TUB TO TUB CHANGE OUT. TUB TO TUB REPLACE IN KIND/NO LAYOUT CHANGE NO DRYWALL | Alteration & Repair | 2024-05-30 | 2024-08-19 | 22740 |  | Olivenhain | 2025-02-18 | 2024-08-19 | 0 | Nicole Spradlin
MEPR-031269-2024 | 1132 Saxony Rd Encinitas, CA 92024 | MEP (Residential) | Expired | 2024-06-06 | 0 | Relocate house gas line 8'X1" Pe Piping | Alteration & Repair | 2024-05-28 |  | 2000 |  | Leucadia | 2024-12-17 | 2024-06-20 | 0 | Esteban Cisneros
BLDR-029283-2023 | 1301 Bergamo Pl Unit: 201 Encinitas, CA 92024 | Building (Residential) | Issued | 2024-06-06 | 1021 | Phase 205 : 6-plex : Model Plan 7 - LOT 1042 | New Construction | 2023-12-20 |  | 258318 | Fox Point Farms - Parent Project | Leucadia | 2025-05-27 | 2024-11-26 | 0 | Esteban Cisneros
BLDR-031279-2024 | 2444 Caminito Ocean Cove Cardiff-by-the-Sea, CA 92007 | Building (Residential) | Issued | 2024-06-10 | 0 | Replace 1 egress window in same size opening in bedroom. Existing framing to remain. Replace 1 nonegress window in same size opening in living room. Existing framing to remain. Property is not located in a fire zone. Tempered as necessary. U factor < 0.30 and SHGC < 0.23 | Alteration & Repair | 2024-05-28 |  | 4908 |  | Cardiff-By-The-Sea | 2025-06-10 |  | 0 | Esteban Cisneros
SIGN-031257-2024 | 519 Encinitas Blvd Unit: 100 Encinitas, CA 92024 | Sign | Expired | 2024-06-10 | 16 | Swimlabs Swim Lessons Vinyl banner mounted on front lawn | Temporary | 2024-05-27 |  | 50 |  | Old Encinitas | 2024-07-10 |  | 0 | Maile Luther
MEPR-031367-2024 | 2206 Summerhill Dr Encinitas, CA 92024 | MEP (Residential) | Finaled | 2024-06-10 | 0 | 13.5 KWH ESS (Energy Storage System) Whole Home Backup | Alteration & Repair | 2024-06-05 | 2024-09-17 | 0 |  | New Encinitas | 2025-01-13 | 2024-07-16 | 0 | Nicole Spradlin
MEPR-031352-2024 | 1811 Stanton Rd Encinitas, CA 92024 | MEP (Residential) | Issued | 2024-06-10 | 0 | INSTALL NEW DUCTED MINI SPLIT with electrical | New Installation | 2024-06-04 |  | 0 |  | New Encinitas | 2025-02-18 | 2024-08-20 | 0 | Esteban Cisneros
MEPR-031270-2024 | 810 Hermes Ave Encinitas, CA 92024 | MEP (Residential) | Issued | 2024-06-10 | 0 | Energy Storage 5kW, (1) Powerwall | New Installation | 2024-05-28 |  | 15000 |  | Leucadia | 2025-04-07 | 2024-10-09 | 0 | Esteban Cisneros
MEPR-031353-2024 | 1685 San Elijo Ave Cardiff-by-the-Sea, CA 92007 | MEP (Residential) | Issued | 2024-06-10 | 0 | ROOF MOUNT SOLAR PV 4.32KW 12 PANELS | Energy Efficiency | 2024-06-04 |  | 0 |  | Cardiff-By-The-Sea | 2025-01-14 | 2024-07-18 | 0 | Esteban Cisneros
MEPR-029736-2024 | 583 Melba Rd Encinitas, CA 92024 | MEP (Residential) | Issued | 2024-06-10 | 0 | â€¢ Repair/Replace (E) plumbing; â€¢ Repair/Replace (E) electrical; â€¢ Addition of 400A panel to (E) 200A panel; â€¢ (P) Installation of 2 ductless mini-split systems | Alteration & Repair | 2024-01-26 |  | 58400 |  | Old Encinitas | 2025-06-02 | 2024-12-02 | 0 | Esteban Cisneros
MEPR-031359-2024 | 1045 Cottage Way Encinitas, CA 92024 | MEP (Residential) | Finaled | 2024-06-10 | 0 | 27 KWH ESS (Energy Storage System) Whole Home Backup | Alteration & Repair | 2024-06-05 | 2024-07-09 | 0 |  | New Encinitas | 2025-01-06 | 2024-07-09 | 0 | Nicole Spradlin
BLDR-029117-2023 | 1588 Lake Dr Cardiff-by-the-Sea, CA 92007 | Building (Residential) | Issued | 2024-06-10 | 131 | A single story addition to and a remodel of this existing two-story, single-family residence. | Addition | 2023-12-07 |  | 40000 |  | Cardiff-By-The-Sea | 2025-06-11 | 2024-12-13 | 0 | Esteban Cisneros
BLDR-025566-2023 | 1400 Santa Fe Dr Encinitas, CA 92024 | Building (Residential) | Issued | 2024-06-10 | 516 | NEW 1ST FLOOR KITCHEN REMODEL, ADDITION & BATHROOM CONVERSION. NEW GARAGE ADDITION & LAUNDRY CONVERSION. NEW 2ND FLOOR MASTER BEDROOM ADDITION, MASTER BATHROOM, AND OFFICE ADDITION. | Addition | 2023-04-20 |  | 250000 |  | New Encinitas | 2025-06-10 | 2024-12-12 | 0 | Esteban Cisneros
BLDR-030107-2024 | 1238 Sea Village Dr Cardiff-by-the-Sea, CA 92007 | Building (Residential) | Issued | 2024-06-10 | 64 | ONE-STORY 64SF ADDITION TO, AND REMODELING OF, AN EXISTING ONE-STORY SINGLE FAMILY RESIDENCE | Addition | 2024-02-23 |  | 13602.88 |  | Cardiff-By-The-Sea | 2025-04-14 | 2024-10-16 | 0 | Esteban Cisneros
SIGN-031121-2024 | 1452 Encinitas Blvd Encinitas, CA 92024 | Sign | Expired | 2024-06-10 | 22 | Illuminated wall sign | Permanent | 2024-05-14 |  | 2500 |  | New Encinitas | 2024-12-07 |  | 0 | Esteban Cisneros
MEPR-031421-2024 | 1130 Wales Pl Cardiff-by-the-Sea, CA 92007 | MEP (Residential) | Expired | 2024-06-10 | 0 | 100 amp to 200 amp meter main upgrade | Service Change | 2024-06-10 |  | 0 |  | Cardiff-By-The-Sea | 2024-12-09 | 2024-06-11 | 0 | Esteban Cisneros
BLDR-029796-2024 | 1301 Bergamo Pl Unit: 102 Encinitas, CA 92024 | Building (Residential) | Issued | 2024-06-10 | 1308 | (AFFORDABLE UNIT) Phase 205 : 6-plex : Model Plan 9 - Lot 1046 | New Construction | 2024-01-31 |  | 297775 | Fox Point Farms - Parent Project | Leucadia | 2025-05-27 | 2024-11-25 | 0 | Esteban Cisneros
BLDR-029794-2024 | 1301 Bergamo Pl Unit: 104 Encinitas, CA 92024 | Building (Residential) | Issued | 2024-06-10 | 1308 | Phase 205 : 6-plex : Model Plan 9 - Lot 1044 | New Construction | 2024-01-31 |  | 297775 | Fox Point Farms - Parent Project | Leucadia | 2025-05-27 | 2024-11-26 | 0 | Esteban Cisneros
BLDR-029795-2024 | 1301 Bergamo Pl Unit: 103 Encinitas, CA 92024 | Building (Residential) | Issued | 2024-06-10 | 1172 | Phase 205 : 6-plex : Model Plan 8 - Lot 1045 | New Construction | 2024-01-31 |  | 271137 | Fox Point Farms - Parent Project | Leucadia | 2025-05-21 | 2024-11-22 | 0 | Esteban Cisneros
BLDR-029798-2024 | 1301 Bergamo Pl Unit: 101 Encinitas, CA 92024 | Building (Residential) | Issued | 2024-06-10 | 1315 | Phase 205 : 6-plex : Model Plan 10 | New Construction | 2024-01-31 |  | 304506 | Fox Point Farms - Parent Project | Leucadia | 2025-05-27 | 2024-11-25 | 0 | Esteban Cisneros
BLDR-029792-2024 | 1301 Bergamo Pl Unit: 105 Encinitas, CA 92024 | Building (Residential) | Issued | 2024-06-10 | 940 | (AFFORDABLE UNIT PER H FORM) Phase 205 : 6-plex : Model Plan 6 | New Construction | 2024-01-31 |  | 219585 | Fox Point Farms - Parent Project | Leucadia | 2025-05-27 | 2024-11-25 | 0 | Esteban Cisneros
MEPR-030824-2024 | 1540 Caudor St Encinitas, CA 92024 | MEP (Residential) | Finaled | 2024-06-11 | 0 | Solar + 1 ESS Tesla Powerwall (Under Separate Permit) | New Installation | 2024-04-22 | 2024-07-02 | 37000 |  | Leucadia | 2025-01-02 | 2024-07-02 | 0 | Nicole Spradlin
MEPR-031397-2024 | 2037 Freda Ln Cardiff-by-the-Sea, CA 92007 | MEP (Residential) | Finaled | 2024-06-11 | 0 | EV Charger (connected to Solar PV SolarEdge inverter) | Energy Efficiency | 2024-06-07 | 2024-08-19 | 1200 |  | Cardiff-By-The-Sea | 2025-02-18 | 2024-08-19 | 0 | Nicole Spradlin
MEPR-031357-2024 | 1707 Olmeda St Encinitas, CA 92024 | MEP (Residential) | Finaled | 2024-06-11 | 0 | 200A Electric panel upgrade | Alteration & Repair | 2024-06-05 | 2024-07-02 | 2000 |  | New Encinitas | 2025-01-02 | 2024-07-02 | 0 | Nicole Spradlin
BLDR-031439-2024 | 1076 N Coast Highway 101 Encinitas, CA 92024 | Building (Residential) | Issued | 2024-06-11 | 6825 | Replace existing roof | ReRoof | 2024-06-11 |  | 30000 |  | Leucadia | 2025-06-11 |  | 0 | Esteban Cisneros
MEPR-031423-2024 | 2331 11th St Encinitas, CA 92024 | MEP (Residential) | Finaled | 2024-06-11 | 0 | Roof mounted installation. 7.38kw. 18 modules and 10 solar shutdown devices. | Energy Efficiency | 2024-06-10 | 2024-07-23 | 21600 |  | Olivenhain | 2025-01-21 | 2024-07-23 | 0 | Nicole Spradlin
MEPR-031417-2024 | 1213 Avocet Ct Cardiff-by-the-Sea, CA 92007 | MEP (Residential) | Finaled | 2024-06-11 | 0 | Roof mounted installation. 5.10kw. 12 modules and 4 solar shutdown devices. | Energy Efficiency | 2024-06-10 | 2024-08-05 | 20925 |  | Cardiff-By-The-Sea | 2025-02-03 | 2024-08-05 | 0 | Nicole Spradlin
MEPR-031346-2024 | 1716 Caliban Dr Encinitas, CA 92024 | MEP (Residential) | Issued | 2024-06-11 | 0 | 40 gallon traditional water heater change out in garage like for like. | Water Heater | 2024-06-04 |  | 4268 |  | New Encinitas | 2025-01-02 | 2024-07-05 | 0 | Esteban Cisneros
BLDR-031414-2024 | 1213 Avocet Ct Cardiff-by-the-Sea, CA 92007 | Building (Residential) | Finaled | 2024-06-11 | 500 | Partial Picture Frame Tile. 500sqft. 5 squares. Initial: Concrete Tile, Final: Composite Shingle. Hickory, CRRC:0676-0138 | ReRoof | 2024-06-10 | 2024-08-05 | 5360.54 |  | Cardiff-By-The-Sea | 2025-02-03 | 2024-08-05 | 0 | Nicole Spradlin
MEPR-030720-2024 | 363 Delage Dr Encinitas, CA 92024 | MEP (Residential) | Issued | 2024-06-11 | 0 | Panel upgrade | Service Change | 2024-04-11 |  | 0 |  | Inside City | 2025-01-29 | 2024-08-02 | 0 | Esteban Cisneros
BLDR-031393-2024 | 940 Grange Hall Rd Cardiff-by-the-Sea, CA 92007 | Building (Residential) | Finaled | 2024-06-11 | 3393 | Remove & dispose off existing roofing material, install new roof, re-flash pipes, vent to code. | ReRoof | 2024-06-07 | 2024-08-26 | 43260 |  | Cardiff-By-The-Sea | 2025-02-24 | 2024-08-26 | 0 | Nicole Spradlin
MEPR-030732-2024 | 325 W I St Encinitas, CA 92024 | MEP (Residential) | Finaled | 2024-06-11 | 0 | Replacing old submeter/electrical equipment in HOA parking garage with new equipment and adding one 4-submeter stack for use with EV charging units. SDG&E Project Number 300000708011 | New Installation | 2024-04-12 | 2024-12-03 | 0 |  | Old Encinitas | 2025-06-02 | 2024-12-03 | 0 | Esteban Cisneros
MEPR-031435-2024 | 470 Naiad St Encinitas, CA 92024 | MEP (Residential) | Finaled | 2024-06-11 | 0 | SOLAR - 12 solar modules , 12 inverters , 1 AC combiner , 1 (E)200A/(N)175A - DERATED MAIN SERVICE PANEL | Energy Efficiency | 2024-06-11 | 2024-06-20 | 16000 |  | Leucadia | 2024-12-16 | 2024-06-18 | 0 | Nicole Spradlin
MEPR-031434-2024 | 1822 Avenida Flores Encinitas, CA 92024 | MEP (Residential) | Expired | 2024-06-11 | 0 | Replace Water Heater, Like for Like, Inside Garage | Water Heater | 2024-06-11 |  | 0 |  | New Encinitas | 2024-12-17 | 2024-06-20 | 0 | Esteban Cisneros
BLDC-029674-2024 | 1524 Encinitas Blvd Encinitas, CA 92024 | Building (Non-Residential) | Finaled | 2024-06-12 | 648 | Minor tenant improvement. No new floor area. Outlets and lighting. | Tenant Improvement | 2024-01-23 | 2024-09-26 | 5000 |  | New Encinitas | 2024-10-02 | 2024-09-26 | 0 | Esteban Cisneros
MEPR-031350-2024 | 773 Winding Way Encinitas, CA 92024 | MEP (Residential) | Issued | 2024-06-12 | 0 | Heat Pump and Furnace Replacement | Alteration & Repair | 2024-06-04 |  | 0 |  | New Encinitas | 2025-06-12 |  | 0 | Esteban Cisneros
MEPR-031386-2024 | 3347 Jasmine Crest Encinitas, CA 92024 | MEP (Residential) | Finaled | 2024-06-12 | 0 | Replace 2 AC units with Coils | Alteration & Repair | 2024-06-06 | 2024-10-09 | 0 |  | Olivenhain | 2025-04-07 | 2024-10-09 | 0 | Esteban Cisneros
MEPR-031420-2024 | 232 Glen Arbor Dr Encinitas, CA 92024 | MEP (Residential) | Issued | 2024-06-12 | 0 | Replace Furnace | Alteration & Repair | 2024-06-10 |  | 0 |  | New Encinitas | 2025-06-12 |  | 0 | Esteban Cisneros
MEPC-031356-2024 | 1180 Via Zamia Unit: MP Encinitas, CA 92024 | MEP (Non-Residential) | Issued | 2024-06-12 | 0 | Replacing damaged, outdated meter pedestal for common area lighting | Service Change | 2024-06-04 |  | 2000 |  | Inside City | 2025-01-02 | 2024-07-02 | 0 | Esteban Cisneros
MEPC-030643-2024 | 381 Requeza St Encinitas, CA 92024 | MEP (Non-Residential) | Finaled | 2024-06-12 | 0 | 10 Modules - 1 Inverter - 1 Disconnect | Energy Efficiency | 2024-04-08 | 2024-10-07 | 30000 |  | Old Encinitas | 2025-04-07 | 2024-10-07 | 0 | Esteban Cisneros
MEPR-031410-2024 | 762 Val Sereno Dr Encinitas, CA 92024 | MEP (Residential) | Issued | 2024-06-12 | 0 | (2) POWERWALL 3 (1707000-XX-Y)(240) BATTERY/INVERTER COMBO(S) | New Installation | 2024-06-10 |  | 0 |  | Olivenhain | 2024-12-23 | 2024-06-24 | 0 | Esteban Cisneros
MEPR-031415-2024 | 1213 Avocet Ct Cardiff-by-the-Sea, CA 92007 | MEP (Residential) | Issued | 2024-06-12 | 0 | 1 Tesla Powerwall. 5kw. | New Installation | 2024-06-10 |  | 15000 |  | Cardiff-By-The-Sea | 2025-02-03 | 2024-08-05 | 0 | Esteban Cisneros
MEPR-031407-2024 | 466 Avenida De Las Rosas Encinitas, CA 92024 | MEP (Residential) | Finaled | 2024-06-12 | 0 | REPLACE 4-ton A/C - LEFT SIDE YARD, REPLACE FAU (90k BTUs) - GARAGE | Alteration & Repair | 2024-06-10 | 2024-07-10 | 18120 |  | New Encinitas | 2025-01-06 | 2024-07-10 | 0 | Nicole Spradlin
MEPR-031340-2024 | 1930 Mackinnon Ave Cardiff-by-the-Sea, CA 92007 | MEP (Residential) | Finaled | 2024-06-12 | 0 | 225 Amps Main Service Panel Upgrade With 200 Amps Main Breaker | Service Change | 2024-06-04 | 2024-11-08 | 750 |  | Cardiff-By-The-Sea | 2025-05-07 | 2024-11-08 | 0 | Esteban Cisneros
MEPR-031422-2024 | 2331 11th St Encinitas, CA 92024 | MEP (Residential) | Finaled | 2024-06-12 | 0 | 1 Tesla Powerwall 5kw. | New Installation | 2024-06-10 | 2024-07-23 | 14990 |  | Olivenhain | 2025-01-21 | 2024-07-23 | 0 | Nicole Spradlin
MEPC-031363-2024 | 1030 N Coast Highway 101 Encinitas, CA 92024 | MEP (Non-Residential) | Issued | 2024-06-13 | 0 | new 400 amp service connection (note existing 7 meters to be combined to one) | Service Change | 2024-06-05 |  | 8000 |  | Leucadia | 2025-06-13 |  | 0 | Esteban Cisneros
MEPR-031459-2024 | 945 Passiflora Ave Encinitas, CA 92024 | MEP (Residential) | Finaled | 2024-06-13 | 0 | Gas line repair | Alteration & Repair | 2024-06-13 | 2024-06-14 | 1000 |  | Leucadia | 2024-12-11 | 2024-06-14 | 0 | Nicole Spradlin
MEPC-030645-2024 | 379 Requeza St Encinitas, CA 92024 | MEP (Non-Residential) | Finaled | 2024-06-13 | 0 | 7 modules - 1 Inverter - 1 Disconnect | Energy Efficiency | 2024-04-08 | 2024-10-07 | 25000 |  | Old Encinitas | 2025-04-07 | 2024-10-07 | 0 | Esteban Cisneros
MEPR-031328-2024 | 1315 Sea Village Dr Cardiff, CA 92007 | MEP (Residential) | Issued | 2024-06-13 | 0 | Install Energy Storage System | New Installation | 2024-06-03 |  | 24616 |  | Inside City | 2025-02-03 | 2024-08-07 | 0 | Esteban Cisneros
MEPR-031455-2024 | 2379 Lagoon View Dr Cardiff-by-the-Sea, CA 92007 | MEP (Residential) | Issued | 2024-06-14 | 0 | REPLACE WATER HEATER TANK | Water Heater | 2024-06-13 |  | 0 |  | Cardiff-By-The-Sea | 2025-06-14 |  | 0 | Esteban Cisneros
MEPR-031446-2024 | 155 Rosebay Dr Unit: 30 Encinitas, CA 92024 | MEP (Residential) | Issued | 2024-06-14 | 0 | Replace Water Heater, Like for Like, Inside Garage | Water Heater | 2024-06-12 |  | 0 |  | Old Encinitas | 2024-12-23 | 2024-06-25 | 0 | Esteban Cisneros
MEPC-031329-2024 | 1045 Gardena Rd Encinitas, CA 92024 | MEP (Non-Residential) | Finaled | 2024-06-14 | 0 | Residential Roof-Mounted Solar: 3.6kW/DC, 3.8kW/AC, 10 Mods, 10 Optimizers, 1 Inverter. 1 ESS. | New Installation | 2024-06-03 | 2024-06-25 | 22958 |  | Old Encinitas | 2024-12-23 | 2024-06-25 | 0 | Nicole Spradlin
MEPR-031376-2024 | 1701 Mackinnon Ave Cardiff-by-the-Sea, CA 92007 | MEP (Residential) | Finaled | 2024-06-14 | 0 | Upgrading the electrical panel to 200amps please. Thank you! | Service Change | 2024-06-06 | 2024-08-21 | 0 |  | Cardiff-By-The-Sea | 2025-02-18 | 2024-08-21 | 0 | Nicole Spradlin
MEPR-031411-2024 | 2107 Edinburg Ave Cardiff-by-the-Sea, CA 92007 | MEP (Residential) | Issued | 2024-06-14 | 0 | New Air Conditioning unit installed. | New Installation | 2024-06-10 |  | 0 |  | Cardiff-By-The-Sea | 2025-06-14 |  | 0 | Esteban Cisneros
MEPR-031461-2024 | 1822 Pleasantdale Dr Encinitas, CA 92024 | MEP (Residential) | Expired | 2024-06-14 | 0 | REPLACE 40 GAL WATER HEATER | Water Heater | 2024-06-13 |  | 3200 |  | New Encinitas | 2024-12-16 | 2024-06-18 | 0 | Esteban Cisneros
MEPR-031371-2024 | 141 Mozart Ave Cardiff-by-the-Sea, CA 92007 | MEP (Residential) | Issued | 2024-06-17 | 0 | add a counderser /mini split | New Installation | 2024-06-05 |  | 8500 |  | Cardiff-By-The-Sea | 2025-06-17 |  | 0 | Esteban Cisneros
BLDR-031281-2024 | 651 Cornish Dr Encinitas, CA 92024 | Building (Residential) | Finaled | 2024-06-17 | 650 | Demolition of Existing Two Story Single Family Residence and Detached Garage. | Demolition | 2024-05-29 | 2024-07-31 | 10000 | Saxten Residence | Old Encinitas | 2025-01-27 | 2024-07-30 | 0 | Nicole Spradlin
MEPR-031245-2024 | 280 Coneflower St Encinitas, CA 92024 | MEP (Residential) | Finaled | 2024-06-17 | 0 | battery | New Installation | 2024-05-24 | 2024-06-27 | 0 |  | Old Encinitas | 2025-01-02 | 2024-06-27 | 0 | Nicole Spradlin
MEPR-031177-2024 | 2135 Montgomery Ave Cardiff-by-the-Sea, CA 92007 | MEP (Residential) | Finaled | 2024-06-17 | 0 | Lower sewer and add gas line | Alteration & Repair | 2024-05-17 | 2024-09-05 | 3750 |  | Cardiff-By-The-Sea | 2025-03-04 | 2024-09-05 | 0 | Nicole Spradlin
MEPR-031396-2024 | 2037 Freda Ln Cardiff-by-the-Sea, CA 92007 | MEP (Residential) | Finaled | 2024-06-17 | 0 | Resi Solar PV 6.80 kW-DC, rooftop (no battery) | Energy Efficiency | 2024-06-07 | 2024-08-19 | 21000 |  | Cardiff-By-The-Sea | 2025-02-18 | 2024-08-19 | 0 | Nicole Spradlin
BLDR-028902-2023 | 2064 Oxford Ave Cardiff-by-the-Sea, CA 92007 | Building (Residential) | Issued | 2024-06-17 | 848 | Replace like and kind materials at walkways and porches/rear decks due to water, dry rot, and termite damages. Dimensions will be exact to the original structures. | Alteration & Repair | 2023-11-21 |  | 60000 |  | Cardiff-By-The-Sea | 2025-03-10 | 2024-09-11 | 0 | Esteban Cisneros
MEPC-031394-2024 | 555 Second St Encinitas, CA 92024 | MEP (Non-Residential) | Expired | 2024-06-17 | 0 | Electrical service upgrade | Service Change | 2024-06-07 |  | 8000 |  | Old Encinitas | 2024-12-17 | 2024-06-20 | 0 | Esteban Cisneros
BLDR-024920-2023 | 842 Arden Dr Encinitas, CA 92024 | Building (Residential) | Pending Payment | 2024-06-17 | 148 | -PROPOSED 148 S.F. 1ST. FLOOR ADDITION TO EXISTING TW0 STORY SINGLE FAMILY DWELLING WITH /EXIST. ATTACHED ADU. -PROPOSED 920 S.F. REMODEL OF FIRST FLOOR KITCHEN/LIVING/MUDROOM/PANTRY AREAS -PROPOSED 170 S.F. COVERED RAISED DECK -PROPOSED 330 S.F. OPEN RAISED DECK | Addition | 2023-03-17 |  | 94360 |  | Old Encinitas | 2025-06-18 | 2024-12-20 | 0 | Esteban Cisneros
SIGN-030620-2024 | 120 Leucadia Blvd Encinitas, CA 92024 | Sign | Expired | 2024-06-17 | 96.98 | Two sets of mansard roof-mounted signs with external illumination: Sign A1 - 77.65 sq. ft.; Sign A2 - 19.33 sq. ft. | Permanent | 2024-04-05 |  | 9500 |  | Leucadia | 2024-12-14 |  | 0 | Esteban Cisneros
MEPR-028966-2023 | 223 Marcheta St Encinitas, CA 92024 | MEP (Residential) | Finaled | 2024-06-18 | 0 | roof mount solar PV no ESS or service upgrade. | Energy Efficiency | 2023-11-29 | 2024-07-11 | 20000 |  | Old Encinitas | 2025-01-07 | 2024-07-11 | 0 | Sandy Hjalmarson
BLDR-029576-2024 | 1359 Ahlrich Ave Unit: 2 Encinitas, CA 92024 | Building (Residential) | Issued | 2024-06-18 | 378 | Conversion of existing 1 car garage and adjacent bedroom and bathroom into an accessory dwelling unit. | Accessory Dwelling Unit | 2024-01-17 |  | 40000 |  | New Encinitas | 2025-05-05 | 2024-11-06 | 0 | Esteban Cisneros
BLDR-028261-2023 | 803 Regal Rd Encinitas, CA 92024 | Building (Residential) | Issued | 2024-06-18 | 880 | Alterations and repairs made to Duplex prior to current ownership (May 2002) and repair to sewer piping (replaced cracked cast iron) Scope of Work 803 Unit: a. Conversion of Den to Bedroom #2 b. Conversion of Utility rm. to Bedroom #3 c. Removal of Half Bath from Bedroom #1 d. Build closet/bench and walk in closet in Bedroom #1 d. Closet and Bathroom in Bedroom #3 Scope of Work for Unit 805: a.Conversion of Den to Bedroom#2 b. Conversion of Utility Room to Office c. Additional Bathroom next to Office | Alteration & Repair | 2023-10-04 |  | 66000 |  | Old Encinitas | 2025-06-11 | 2024-12-13 | 0 | Esteban Cisneros
BLDR-029986-2024 | 1245 Avocet Ct Encinitas, CA 92007 | Building (Residential) | Issued | 2024-06-18 | 893 | NEW CUSTOM ATTACHED ACCESSORY DWELLING SPACE, STORAGE SPACE & BATHROOM. UPGRADED ELECTRICAL PANEL/ SERVICE, LEVEL 2 EV CHARGER & ASSOCIATED UTILITIES FOR NEW ADU. NEW COVERED PATIO SPACE | Accessory Dwelling Unit | 2024-02-15 |  | 250000 | 1245 Avocet Ct. ADU | Cardiff-By-The-Sea | 2025-06-02 | 2024-12-03 | 0 | Esteban Cisneros
BLDR-023412-2022 | 1003 Emma Dr Cardiff, CA 92007 | Building (Residential) | Issued | 2024-06-18 | 302 | New detached 302 sf deck code enforcement case 005070 construction begun w/o permit | Addition | 2022-12-15 |  | 50000 |  | Cardiff-By-The-Sea | 2025-07-02 | 2025-01-03 | 0 | Esteban Cisneros
MEPR-031477-2024 | 1687 San Elijo Ave Cardiff-by-the-Sea, CA 92007 | MEP (Residential) | Issued | 2024-06-20 | 0 | PV ROOF MOUNT INSTALLATION OF 15 TRINASOLAR TSM-360-DE06X.05(II) MODULES, 1 SOLAREDGE SE5000H-US RGM(240V) INVERTER(S), EXISTING 100A MAIN SERVICE PANEL WITH 100A MAIN | Energy Efficiency | 2024-06-14 |  | 20241.36 |  | Cardiff-By-The-Sea | 2025-01-14 | 2024-07-18 | 0 | Esteban Cisneros
SIGN-031206-2024 | 777 N El Camino Real Encinitas, CA 92024 | Sign | Finaled | 2024-06-20 | 56 | INSTALL MONUMENT SIGN | Permanent | 2024-05-21 | 2024-10-01 | 10000 |  | New Encinitas | 2024-12-17 | 2024-10-01 | 0 | Esteban Cisneros
MEPR-031478-2024 | 1683 San Elijo Ave Cardiff-by-the-Sea, CA 92007 | MEP (Residential) | Issued | 2024-06-20 | 0 | PV ROOF MOUNT INSTALLATION OF 12 TRINASOLAR TSM-360-DE06X.05(II) MODULES, 1 SOLAREDGE SE3800H-US RGM(240V) INVERTER(S), EXISTING 100A MAIN SERVICE PANEL WITH 100A MAIN | Energy Efficiency | 2024-06-14 |  | 13885.78 |  | Cardiff-By-The-Sea | 2025-01-14 | 2024-07-18 | 0 | Esteban Cisneros
MEPR-031536-2024 | 1030 Stratford Dr Encinitas, CA 92024 | MEP (Residential) | Finaled | 2024-06-20 | 0 | Installation of a 14.875 KW DC photovoltaic system consisting of 35 modules & 35 microinverters. Including a new derated 175A main breaker | Energy Efficiency | 2024-06-20 | 2024-11-18 | 41543 |  | Old Encinitas | 2025-04-15 | 2024-11-18 | 0 | Esteban Cisneros
MEPR-031535-2024 | 1102 Kildeer Ct Encinitas, CA 92024 | MEP (Residential) | Finaled | 2024-06-20 | 0 | Replace existing Electrical Panel | Alteration & Repair | 2024-06-20 | 2024-11-20 | 4500 |  | Leucadia | 2025-05-19 | 2024-11-20 | 0 | Esteban Cisneros
MEPR-031530-2024 | 1136 Molara Ln Encinitas, CA 92024 | MEP (Residential) | Finaled | 2024-06-20 | 0 | Roof Mount Solar Install - 2.43kW at 6 AC Modules/micro-inverters - Plan 4. SHEA Homes - Fox Point Farm-Carriages - Phase 5 - Lot 08 - Solar Master Plan - MEPR-022030-2022 | Energy Efficiency | 2024-06-20 | 2024-12-18 | 6000 |  | Leucadia | 2025-06-16 | 2024-12-18 | 0 | Esteban Cisneros
MEPR-031533-2024 | 1120 Molara Ln Encinitas, CA 92024 | MEP (Residential) | Finaled | 2024-06-20 | 0 | Roof Mount Solar Install - 2.84kW at 7 AC Modules/micro-inverters - Plan 5. SHEA Homes - Fox Point Farms-Cottages - Phase 5 - Lot 05 - Solar Master Plan - MEPR-022031-2022 | Energy Efficiency | 2024-06-20 | 2024-12-18 | 7000 |  | Leucadia | 2025-06-16 | 2024-12-18 | 0 | Esteban Cisneros
MEPR-031520-2024 | 1126 Molara Ln Encinitas, CA 92024 | MEP (Residential) | Finaled | 2024-06-20 | 0 | Roof Mount Solar Install - 2.43kW at 6 AC Modules/micro-inverters - Plan 4. SHEA Homes - Fox Point Farm-Carriages - Phase 5 - Lot 06 - Solar Master Plan - MEPR-022030-2022 | Energy Efficiency | 2024-06-19 | 2024-12-18 | 6000 |  | Leucadia | 2025-06-16 | 2024-12-18 | 0 | Esteban Cisneros
MEPR-031534-2024 | 1130 Molara Ln Encinitas, CA 92024 | MEP (Residential) | Finaled | 2024-06-20 | 0 | Roof Mount Solar Install - 2.84kW at 7 AC Modules/micro-inverters - Plan 5. SHEA Homes - Fox Point Farms-Cottages - Phase 5 - Lot 07 - Solar Master Plan - MEPR-022031-2022 | Energy Efficiency | 2024-06-20 | 2024-12-18 | 7000 |  | Leucadia | 2025-06-16 | 2024-12-18 | 0 | Esteban Cisneros
MEPR-031480-2024 | 1784 Hawk View Dr Encinitas, CA 92024 | MEP (Residential) | Finaled | 2024-06-20 | 0 | Â·(28) KWH RATED ENERGY STORAGE SYSTEMÂ·(1) TESLA POWERWALL 2Â· (1) 200A UPGRADED SELECTED LOAD CENTERÂ· (1) 30A FUSED AC DISCONNECT | New Installation | 2024-06-15 | 2024-07-17 | 20860 |  | Leucadia | 2025-01-13 | 2024-07-17 | 0 | Nicole Spradlin
MEPR-031526-2024 | 110 Melrose Ave Encinitas, CA 92024 | MEP (Residential) | Issued | 2024-06-20 | 0 | Electrical service upgrade. 100 Amp to 200 Amp. | Alteration & Repair | 2024-06-19 |  | 3000 |  | Old Encinitas | 2024-12-23 | 2024-06-24 | 0 | Esteban Cisneros
SIGN-029239-2023 | 105 N El Camino Real Encinitas, CA 92024 | Sign | Expired | 2024-06-20 | 18.2 | Wall Sign | Permanent | 2023-12-18 |  | 3500 |  | New Encinitas | 2024-12-17 |  | 0 | Esteban Cisneros
MEPR-031531-2024 | 1100 Molara Ln Encinitas, CA 92024 | MEP (Residential) | Issued | 2024-06-20 | 0 | Roof Mount Solar Install - 2.84kW at 7 AC Modules/micro-inverters - Plan 5. SHEA Homes - Fox Point Farms-Cottages - Phase 5 - Lot 01 - Solar Master Plan - MEPR-022031-2022 | Energy Efficiency | 2024-06-20 |  | 7000 |  | Leucadia | 2025-06-17 | 2024-12-19 | 0 | Esteban Cisneros
MEPR-031519-2024 | 1106 Molara Ln Encinitas, CA 92024 | MEP (Residential) | Finaled | 2024-06-20 | 0 | Roof Mount Solar Install - 2.43kW at 6 AC Modules/micro-inverters - Plan 4. SHEA Homes - Fox Point Farm-Carriages - Phase 5 - Lot 02 - Solar Master Plan - MEPR-022030-2022 | Energy Efficiency | 2024-06-19 | 2024-12-19 | 6000 |  | Leucadia | 2025-06-17 | 2024-12-19 | 0 | Esteban Cisneros
MEPR-031532-2024 | 1110 Molara Ln Encinitas, CA 92024 | MEP (Residential) | Finaled | 2024-06-20 | 0 | Roof Mount Solar Install - 2.84kW at 7 AC Modules/micro-inverters - Plan 5. SHEA Homes - Fox Point Farms-Cottages - Phase 5 - Lot 03 - Solar Master Plan - MEPR-022031-2022 | Energy Efficiency | 2024-06-20 | 2024-12-19 | 7000 |  | Leucadia | 2025-06-17 | 2024-12-19 | 0 | Esteban Cisneros
MEPR-031517-2024 | 1116 Molara Ln Encinitas, CA 92024 | MEP (Residential) | Finaled | 2024-06-20 | 0 | Roof Mount Solar Install - 2.43kW at 6 AC Modules/micro-inverters - Plan 4. SHEA Homes - Fox Point Farm-Carriages - Phase 5 - Lot 04 - Solar Master Plan - MEPR-022030-2022 | Energy Efficiency | 2024-06-19 | 2024-12-19 | 6000 |  | Leucadia | 2025-06-17 | 2024-12-19 | 0 | Esteban Cisneros
MEPR-031509-2024 | 1237 Avocet Ct Cardiff-by-the-Sea, CA 92007 | MEP (Residential) | Issued | 2024-06-24 | 0 | Roof mount solar, 16 modules, 6.32kw, no MPU, 1 battery [separate battery permit required] | Energy Efficiency | 2024-06-18 |  | 0 |  | Cardiff-By-The-Sea | 2025-01-08 | 2024-07-12 | 0 | Esteban Cisneros
MEPR-031541-2024 | 227 Peckham Pl Encinitas, CA 92024 | MEP (Residential) | Finaled | 2024-06-24 | 0 | Gas Repairs due to SDG&E Gas Lock Out | Alteration & Repair | 2024-06-21 | 2024-06-24 | 0 |  | New Encinitas | 2024-12-23 | 2024-06-24 | 0 | Nicole Spradlin
MEPR-031494-2024 | 155 Village Green Rd Encinitas, CA 92024 | MEP (Residential) | Finaled | 2024-06-24 | 0 | Replacing existing Zinsco Panel with new 125amp all in one panel. | Alteration & Repair | 2024-06-17 | 2024-08-19 | 3300 |  | New Encinitas | 2025-02-18 | 2024-08-19 | 0 | Nicole Spradlin
BLDR-031447-2024 | 570 Gardena Ct Encinitas, CA 92024 | Building (Residential) | Finaled | 2024-06-24 | 1395 | Remove/dispose of existing shingles and install new | ReRoof | 2024-06-12 | 2024-08-02 | 12546 |  | Old Encinitas | 2025-01-29 | 2024-08-02 | 0 | Nicole Spradlin
BLDR-031166-2024 | 1643 Bella Laguna Ct Encinitas, CA 92024 | Building (Residential) | Finaled | 2024-06-24 | 0 | To take up existing roof tile at complete roof, chopping out concrete around all vent pipes. To remove and dispose of all dormer vents, closing in with plywood, nailing as required. To inspect wood for damage replacing up to (40) lft of rotted starter/fascia board & (2) sheets of rotted plywood where needed. Additional starter is charged at $8/ft; shadow board is $8/ft., fascia is charged at $15/ft; plywood is charged at $120/sheet, rafter tails/outriggers are charged at $150/each and header blocks are $50/each. To paint newly installed exposed lumber to finish. To install a 2x4 drip edge metal and eave riser at down sloped eaves. To install two layers of 40# Malarkey UDL modified tile paper on complete roof. To install needed pipe, valley, dead valley and chimney flashings, sealing and painting to match roof. To provide & install (12) ember resistant Oâ€™Hagin vents for proper attic ventilation. To reinstall tile, ridge & rake trim with proper overlap on new double layer 40# tile paper. | ReRoof | 2024-05-17 | 2024-07-16 | 21850 |  | Leucadia | 2025-01-13 | 2024-07-15 | 0 | Nicole Spradlin
BLDR-031469-2024 | 951 Windy Hill Ter Encinitas, CA 92024 | Building (Residential) | Finaled | 2024-06-24 | 2600 | Reroof 26 sq of flat roof kind to kind | ReRoof | 2024-06-14 | 2024-09-04 | 19800 |  | Old Encinitas | 2025-03-03 | 2024-09-04 | 0 | Nicole Spradlin
MEPR-031471-2024 | 1356 Ranch Rd Encinitas, CA 92024 | MEP (Residential) | Finaled | 2024-06-24 | 0 | 5 ton heat pump condenser changeout in backyard like for like. 60kbtus furnace changeout in attic like for like. | Alteration & Repair | 2024-06-14 | 2024-07-16 | 18476 |  | Leucadia | 2025-01-13 | 2024-07-16 | 0 | Nicole Spradlin
BLDR-024399-2023 | 263 Via Del Cerrito Encinitas, CA 92024 | Building (Residential) | Issued | 2024-06-24 | 710 | EXISTING SQUARE FOOTAGE OF A 2,946 SF 5-BEDROOM, 4-BATHROOM SINGLE FAMILY RESIDENCE TO BE CONVERTED TO A 710 SF 1-BEDROOM, 1-BATHROOM ADU. SCOPE TO ALSO INCLUDE NEW CONSTRUCTION OF AN EXTERIOR STAIR & ENTRY INTO THE ADU. | Accessory Dwelling Unit | 2023-02-17 |  | 65320 |  | Olivenhain | 2025-06-24 |  | 0 | Esteban Cisneros
BLDR-028136-2023 | 748 Rihely Pl Encinitas, CA 92024 | Building (Residential) | Finaled | 2024-06-24 | 245 | Convert loft area to bedroom Add Skylight | Alteration & Repair | 2023-09-28 | 2024-07-17 | 7000 |  | Leucadia | 2025-01-13 | 2024-07-17 | 0 | Sandy Hjalmarson
MEPR-031479-2024 | 516 Lynwood Dr Encinitas, CA 92024 | MEP (Residential) | Finaled | 2024-06-25 | 0 | Change out, like for like, (2) Furnaces in the same locations. No duct work. | Alteration & Repair | 2024-06-14 | 2024-09-30 | 18770 |  | Leucadia | 2025-03-31 | 2024-09-30 | 0 | Esteban Cisneros
MEPR-031562-2024 | 2439 Summerhill Dr Encinitas, CA 92024 | MEP (Residential) | Issued | 2024-06-25 | 0 | Replace Water Heater, Like for Like, Inside Garage | Water Heater | 2024-06-24 |  | 0 |  | New Encinitas | 2025-01-06 | 2024-07-08 | 0 | Esteban Cisneros
MEPR-031544-2024 | 2578 Meadowmist Ln Encinitas, CA 92024 | MEP (Residential) | Issued | 2024-06-25 | 0 | LIKE FOR LIKE TANKLESS WATER HEATER CHANGEOUT IN GARAGE | Water Heater | 2024-06-21 |  | 5882 |  | Olivenhain | 2025-06-25 |  | 0 | Esteban Cisneros
BLDR-031575-2024 | 2151 Cambridge Ave Cardiff-by-the-Sea, CA 92007 | Building (Residential) | Issued | 2024-06-25 | 1800 | Reroof 18 sq of asphalt shingle like to like with same material as existing. | ReRoof | 2024-06-24 |  | 10000 |  | Cardiff-By-The-Sea | 2025-01-21 | 2024-07-24 | 0 | Esteban Cisneros
BLDM-028037-2023 | 545 Ocean View Ave Encinitas, CA 92024 | Building (Mixed Use) | Finaled | 2024-06-25 | 268 | raise existing roof above living room to match existing roof height at entry way 268 sq.ft. | Alteration & Repair | 2023-09-21 | 2024-08-08 | 35000 |  | Leucadia | 2025-02-04 | 2024-08-08 | 0 | Nicole Spradlin
MEPR-031559-2024 | 1174 Calle Christopher Encinitas, CA 92024 | MEP (Residential) | Issued | 2024-06-25 | 0 | 200 amp electrical panel upgrade | Alteration & Repair | 2024-06-24 |  | 4000 |  | New Encinitas | 2025-01-06 | 2024-07-10 | 0 | Esteban Cisneros
BLDR-028102-2023 | 442 Fourth St Encinitas, CA 92024 | Building (Residential) | Issued | 2024-06-25 | 4500 | REMODEL OF 2 BUILDINGS - 8 UNITS | Alteration & Repair | 2023-09-26 |  | 450000 |  | Old Encinitas | 2025-06-25 |  | 0 | Esteban Cisneros
MEPR-031547-2024 | 1924 Pariva Dr Cardiff-by-the-Sea, CA 92007 | MEP (Residential) | Issued | 2024-06-25 | 0 | REPLACE 50 GAL WATER HEATER, SAME LOCATION GARAGE LIKE FOR LIKE. | Water Heater | 2024-06-21 |  | 3593 |  | Cardiff-By-The-Sea | 2025-06-25 |  | 0 | Esteban Cisneros
BLDR-031523-2024 | 444 N El Camino Real Unit: 147 Encinitas, CA 92024 | Building (Residential) | Finaled | 2024-06-25 | 1200 | Re-roof | ReRoof | 2024-06-19 | 2024-08-22 | 14000 |  | New Encinitas | 2025-02-18 | 2024-08-22 | 0 | Nicole Spradlin
BLDR-029275-2023 | 367 W I St Encinitas, CA 92024 | Building (Residential) | Issued | 2024-06-25 | 1696 | Interior remodel | Alteration & Repair | 2023-12-19 |  | 555000 |  | Old Encinitas | 2025-06-18 | 2024-12-20 | 0 | Esteban Cisneros
BLDR-031012-2024 | 808 Neptune Ave Encinitas, CA 92024 | Building (Residential) | Issued | 2024-06-26 | 150 | add siding and repair to wall | Alteration & Repair | 2024-05-03 |  | 300 |  | Leucadia | 2025-06-26 |  | 0 | Esteban Cisneros
BLDR-017327-2021 | 118 Grandview St Encinitas, CA 92024 | Building (Residential) | Finaled | 2024-06-26 | 360 | ADU | Accessory Dwelling Unit | 2021-10-13 | 2024-07-31 | 200000 |  | Leucadia | 2025-01-27 | 2024-07-31 | 0 | Nina Martin
BLDR-024302-2023 | 317 Princehouse Ln Encinitas, CA 92024 | Building (Residential) | Issued | 2024-06-26 | 1195 | CONVERT AN EXISTING 5-CAR GARAGE WITH ATTACHED COACHMAN'S APARTMENT (DESIGNATED AUP) TO A 2-CAR GARAGE FOR EXISTING RESIDENCE, WITH A NEW ADU (TO REPLACE AUP) WITH NEW DECK. | Accessory Dwelling Unit | 2023-02-14 |  | 282500 | Koll ADU | Old Encinitas | 2025-06-26 |  | 0 | Esteban Cisneros
MEPR-031576-2024 | 231 Fairlee Ln Encinitas, CA 92024 | MEP (Residential) | Issued | 2024-06-26 | 0 | install new ductless mini split | New Installation | 2024-06-25 |  | 0 |  | New Encinitas | 2025-06-26 |  | 0 | Esteban Cisneros
BLDR-017328-2021 | 118 Grandview St Encinitas, CA 92024 | Building (Residential) | Finaled | 2024-06-26 | 12073 | JADU (attached) | Accessory Dwelling Unit | 2021-10-13 | 2024-07-18 | 180000 | 116 Grandview St | Leucadia | 2025-01-13 | 2024-07-15 | 0 | Nina Martin
BLDR-023928-2023 | 1024 Hermes Ave Encinitas, CA 92024 | Building (Residential) | Issued | 2024-06-26 | 484 | 484 S.F. SECOND STORY (ADU) ON TOP OF (E) DETACHED GARAGE | Accessory Dwelling Unit | 2023-01-19 |  | 60500 | Vasquez ADU - 1024 Hermes Av | Leucadia | 2025-06-26 |  | 0 | Esteban Cisneros
BLDR-031580-2024 | 1370 Summit Ave Cardiff-by-the-Sea, CA 92007 | Building (Residential) | Issued | 2024-06-26 | 1100 | Re-roof of all the existing flat roofs only | ReRoof | 2024-06-25 |  | 9000 |  | Cardiff-By-The-Sea | 2025-06-26 |  | 0 | Esteban Cisneros
BLDR-031551-2024 | 1854 Playa Riviera Dr Cardiff-by-the-Sea, CA 92007 | Building (Residential) | Finaled | 2024-06-26 | 1835 | Re-Roof. Remove existing layer. Replace wood rot. Supply & install all new Timberline HDZ RS roof system by GAF. System is Class A fire-rated ICC ESR-1475 | ReRoof | 2024-06-22 | 2024-07-22 | 6160 |  | Cardiff-By-The-Sea | 2025-01-15 | 2024-07-22 | 0 | Nicole Spradlin
MEPR-031570-2024 | 26 Mcneill Ave Encinitas, CA 92024 | MEP (Residential) | Finaled | 2024-06-26 | 0 | 3 TON CONDENSER CHANGEOUT ON LEFT SIDE OF YARD WITH COIL LIKE FOR LIKE. | Alteration & Repair | 2024-06-24 | 2024-07-12 | 11278.68 |  | Old Encinitas | 2025-01-08 | 2024-07-12 | 0 | Nicole Spradlin
SIGN-031293-2024 | 90 N Coast Highway 101 Unit: 213 Encinitas, CA 92024 | Sign | Finaled | 2024-06-26 | 6.46 | (1) Non-Illuminated Wall Sign | Permanent | 2024-05-30 | 2024-07-29 | 2400 |  | Old Encinitas | 2024-12-23 | 2024-07-24 | 0 | Nicole Spradlin
MEPR-031585-2024 | 413 Countrywood Ln Encinitas, CA 92024 | MEP (Residential) | Finaled | 2024-06-26 | 0 | REPLACE AC UNIT LOCATED IN THE BACK YARD | Alteration & Repair | 2024-06-25 | 2024-08-13 | 8500 |  | New Encinitas | 2025-02-10 | 2024-08-13 | 0 | Nicole Spradlin
MEPR-031565-2024 | 1237 Avocet Ct Cardiff-by-the-Sea, CA 92007 | MEP (Residential) | Issued | 2024-06-26 | 0 | Sonnen Battery for Solar | Alteration & Repair | 2024-06-24 |  | 5000 |  | Cardiff-By-The-Sea | 2025-01-08 | 2024-07-12 | 0 | Esteban Cisneros
BLDR-029272-2023 | 1474 Rubenstein Ave Cardiff-by-the-Sea, CA 92007 | Building (Residential) | Issued | 2024-06-26 | 1101 | INTERIOR ALTERATIONS OF AN EXISTING SFR. AREAS OF WORK INCLUDE THE MASTER BEDROOM & BATH; HOME OFFICE, FOYER, LIVING ROOM, KITCHEN/PANTRY, HALL 2, BEDROOM 2 AND BATH 3 TOTALING 1,101 SQ FT. NO CHANGES TO THE ROOF NO ADDITIONAL SQ FT. NEW WINDOWS AND DOORS. WORK TO INCLUDE ELECTRICAL AND PLUMBING | Alteration & Repair | 2023-12-19 |  | 156000 |  | Cardiff-By-The-Sea | 2025-04-28 | 2024-10-30 | 0 | Esteban Cisneros
MEPR-031581-2024 | 292 Chapalita Dr Encinitas, CA 92024 | MEP (Residential) | Finaled | 2024-06-26 | 0 | upgrade electrical service to 400 amps | Alteration & Repair | 2024-06-25 | 2024-10-22 | 8000 |  | Inside City | 2025-04-21 | 2024-10-22 | 0 | Esteban Cisneros
BLDC-019832-2022 | 145 S El Camino Real Encinitas, CA 92024 | Building (Non-Residential) | Finaled | 2024-06-26 | 400 | AT&T proposes to modify an existing telecommunication facility by removing 3 antennas and installing 6 with 2 per sector stacked,instal 1 DC-9 surge protector per sector total of 3 Install vents on the bottom of screen box on sector A & B, Install 1 gravity fan on roof in sector C. In the equipment area remove existing ALPHA Te45V2 power plant Install 7 rectifiers,4 Up-Converters, 2 LUG Adapters and 1 mounting kit in existing DC power plant. Install 1 battery cabinet with 12 battery modules, install 1 purcell cabinet and put inside the HSN-8300NA, install 1 6AWG DC power cable trunk per sector total of 3. | Tenant Improvement | 2022-03-29 | 2024-12-05 | 50000 | 145 S El Camino Real - AT&T Wireless Modification | New Encinitas | 2025-06-03 | 2024-12-05 | 0 | Esteban Cisneros
BLDR-029255-2023 | 1635 Gascony Rd Encinitas, CA 92024 | Building (Residential) | Issued | 2024-06-26 | 143 | New Bedroom addition to second floor | Addition | 2023-12-18 |  | 36000 |  | Leucadia | 2025-06-26 |  | 0 | Esteban Cisneros
MEPR-031548-2024 | 2114 Bottlebrush Pl Encinitas, CA 92024 | MEP (Residential) | Finaled | 2024-06-26 | 0 | REPLACE AC AND FURNACE | Alteration & Repair | 2024-06-21 | 2024-07-16 | 0 |  | New Encinitas | 2025-01-13 | 2024-07-16 | 0 | Nicole Spradlin
MEPR-031165-2024 | 1423 Elva Ter Encinitas, CA 92024 | MEP (Residential) | Finaled | 2024-06-27 | 0 | Replace furnace, Coil and condenser Replace all ductwork | New Installation | 2024-05-17 | 2024-07-01 | 0 |  | New Encinitas | 2025-01-02 | 2024-07-01 | 0 | Nicole Spradlin
MEPR-029873-2024 | 1035 Hermes Ave Encinitas, CA 92024 | MEP (Residential) | Issued | 2024-06-27 | 0 | 1 ESS - Sunvault 6.8 kw - 1 sunpower Hub+ paired with solar pv - solar permit # MEPR-029872-2024 submitted. | New Installation | 2024-02-06 |  | 0 |  | Leucadia | 2025-06-27 |  | 0 | Esteban Cisneros
MEPR-031573-2024 | 3892 Copper Crest Rd Encinitas, CA 92024 | MEP (Residential) | Finaled | 2024-06-27 | 0 | Single family residential roof mounted solar, 2.430 kw, no main panel upgrade | Energy Efficiency | 2024-06-24 | 2024-07-26 | 8323 |  | Olivenhain | 2025-01-22 | 2024-07-26 | 0 | Nicole Spradlin
MEPR-031613-2024 | 245 Meadow Vista Way Encinitas, CA 92024 | MEP (Residential) | Issued | 2024-06-27 | 0 | SDGE GAS LOCKOUT DUE TO BATTERY FIRE IN GARAGE. Soot and smoke clean up, ion lithium batteries have been removed. No other damages to the garage from the fire. | Alteration & Repair | 2024-06-26 |  | 0 |  | New Encinitas | 2025-01-02 | 2024-06-28 | 0 | Esteban Cisneros
MEPR-031601-2024 | 642 Shasta Dr Encinitas, CA 92024 | MEP (Residential) | Finaled | 2024-06-27 | 0 | 75GAL WATERHEATER CHANGEOUT SAME LOCATION GARAGE LIKE FOR LIKE. | Water Heater | 2024-06-26 | 2024-08-13 | 7668 |  | Leucadia | 2025-02-10 | 2024-08-13 | 0 | Nicole Spradlin
MEPR-031540-2024 | 583 Melba Rd Encinitas, CA 92024 | MEP (Residential) | Issued | 2024-06-28 | 0 | up grade from 2 meter 200 amp servcie to 4 Meter 400 Amp service upgrade. Duplex with new house meter and ADU future meter being submitted separately. | Alteration & Repair | 2024-06-20 |  | 10000 |  | Old Encinitas | 2025-03-10 | 2024-09-11 | 0 | Esteban Cisneros
BLDR-030364-2024 | 1453 Rubenstein Ave Cardiff-by-the-Sea, CA 92007 | Building (Residential) | Finaled | 2024-06-28 | 200 | Construct New 5' high (max) exposed retaining wall per City Standards. 5' H Max fill height. | Retaining Wall | 2024-03-14 | 2024-08-21 | 10000 |  | Cardiff-By-The-Sea | 2025-02-18 | 2024-08-21 | 0 | Nicole Spradlin
BLDR-029579-2024 | 576 & 578 Hermes Ave Encinitas, CA 92024 | Building (Residential) | Finaled | 2024-06-28 | 0 | Removal of 2x4 none bearing closet walls. Return garages back to approved condition. | Demolition | 2024-01-17 | 2024-10-01 | 2500 |  | Inside City | 2025-03-31 | 2024-10-01 | 0 | Esteban Cisneros
BLDR-017031-2021 | 545 Fourth St Encinitas, CA 92024 | Building (Residential) | Issued | 2024-06-28 | 5698 | We are looking to build a new single family home on an empty lot at 541 4th street. | New Construction | 2021-09-24 |  | 533990 | Selva Residence | Old Encinitas | 2025-06-24 | 2024-12-26 | 0 | Esteban Cisneros
MEPR-031598-2024 | 125 Mangano Cir Encinitas, CA 92024 | MEP (Residential) | Issued | 2024-07-01 | 0 | 40 gallon traditional water heater change out in closet like for like. | Water Heater | 2024-06-26 |  | 2687 |  | Old Encinitas | 2025-01-13 | 2024-07-15 | 0 | Esteban Cisneros
MEPR-031512-2024 | 2108 Valleydale Ln Encinitas, CA 92024 | MEP (Residential) | Issued | 2024-07-01 | 0 | Replace Heat Pump, Coil and Furnace 18SEER 80%AFUE | Alteration & Repair | 2024-06-18 |  | 19156 |  | New Encinitas | 2025-07-01 |  | 0 | Esteban Cisneros
MEPR-031538-2024 | 707 Third St Encinitas, CA 92024 | MEP (Residential) | Issued | 2024-07-01 | 0 | 50 gallon water heater change out in garage like for like. | Water Heater | 2024-06-20 |  | 2505 |  | Old Encinitas | 2025-01-08 | 2024-07-12 | 0 | Esteban Cisneros
MEPR-031568-2024 | 1916 Montgomery Ave Cardiff-by-the-Sea, CA 92007 | MEP (Residential) | Issued | 2024-07-01 | 0 | 40 gallon traditional water heater change out in garage like for like. | Water Heater | 2024-06-24 |  | 3542 |  | Cardiff-By-The-Sea | 2025-07-01 |  | 0 | Esteban Cisneros
BLDR-030846-2024 | 602 Hymettus Ave Encinitas, CA 92024 | Building (Residential) | Finaled | 2024-07-01 | 204 | PROPOSED 204 S.F. 2ND LEVEL REMODEL OF EXISTING OPEN BAR AREA AND PARTIAL W.I.C. TO NEW BEDROOM AND BATHROOM | Alteration & Repair | 2024-04-23 | 2024-09-05 | 11016 |  | Leucadia | 2025-03-04 | 2024-09-05 | 0 | Nicole Spradlin
MEPC-031472-2024 | 191 N El Camino Real Unit: 102 Encinitas, CA 92024 | MEP (Non-Residential) | Finaled | 2024-07-01 | 0 | NEW LIGHTING IN EXISTING COMMERCIAL SPACE AND POWER FOR NEW WATER HEATER. | New Installation | 2024-06-14 | 2024-08-29 | 6500 |  | New Encinitas | 2025-02-25 | 2024-08-29 | 0 | Nicole Spradlin
BLDR-029748-2024 | 1310 El Camino Ct Encinitas, CA 92024 | Building (Residential) | Finaled | 2024-07-01 | 526.9 | Construction of covered front porch and rear trellis over existing patio. | Alteration & Repair | 2024-01-27 | 2024-11-18 | 7000 |  | New Encinitas | 2025-05-19 | 2024-11-18 | 0 | Esteban Cisneros
BLDR-027298-2023 | 707 Snapdragon St Encinitas, CA 92024 | Building (Residential) | Issued | 2024-07-01 | 425 | ADDITION OF A MASTER BEDROOM, MASTER BATH, AND A LAUNDRY ROOM TO AN EXISTING DUPLEX (425 SF); CONVERSION OF LAUNDRY ROOM AND CLOSET BACK TO GARAGE (179 SF). | Addition | 2023-08-03 |  | 52469 |  | Old Encinitas | 2025-07-01 |  | 0 | Esteban Cisneros
BLDR-030081-2024 | 483 La Costa Ave Encinitas, CA 92024 | Building (Residential) | Issued | 2024-07-02 | 990 | Proposed detached 990 ADU. City's PRADU 2 bedroom are used. | Accessory Dwelling Unit | 2024-02-21 |  | 148500 | La Costa Avenue ADU | Leucadia | 2025-07-02 |  | 0 | Esteban Cisneros
MEPR-030715-2024 | 1133 Balour Dr Encinitas, CA 92024 | MEP (Residential) | Issued | 2024-07-02 | 0 | Change out existing electrical service to a new 200 amp service. | Service Change | 2024-04-11 |  | 4200 |  | Old Encinitas | 2025-05-21 | 2024-11-22 | 0 | Esteban Cisneros
BLDR-031619-2024 | 3745 Via Cara Loma Encinitas, CA 92024 | Building (Residential) | Issued | 2024-07-03 | 5100 | 51sq shingle roof replacement | ReRoof | 2024-06-27 |  | 58000 |  | Olivenhain | 2025-07-03 | 2024-07-15 | 0 | Esteban Cisneros
MEPR-031612-2024 | 858 Hymettus Ave Encinitas, CA 92024 | MEP (Residential) | Issued | 2024-07-03 | 0 | Replace existing 100 amp electrical panel with new 600 amp panel. | Alteration & Repair | 2024-06-26 |  | 1000 |  | Leucadia | 2025-02-19 | 2024-08-23 | 0 | Esteban Cisneros
BLDR-031336-2024 | 811 Morning Sun Dr Encinitas, CA 92024 | Building (Residential) | Issued | 2024-07-03 | 5000 | lift tile new underlayment and reinstall existing tile | ReRoof | 2024-06-03 |  | 14000 |  | Olivenhain | 2025-07-03 |  | 0 | Esteban Cisneros
BLDR-031630-2024 | 283 Sharp Pl Encinitas, CA 92024 | Building (Residential) | Finaled | 2024-07-03 | 900 | Tear off existing low slope roofing, install new modified bitumen roofing | ReRoof | 2024-06-28 | 2024-08-22 | 8000 |  | Inside City | 2025-01-13 | 2024-07-15 | 0 | Nicole Spradlin
BLDR-031668-2024 | 3226 Brookside Ln Encinitas, CA 92024 | Building (Residential) | Finaled | 2024-07-03 | 0 | Remove and preserve tiles, replace any wood that is needed, replace underlayment, reinstall existing tile. | ReRoof | 2024-07-02 | 2024-07-10 | 36400 |  | Olivenhain | 2025-01-06 | 2024-07-09 | 0 | Nicole Spradlin
BLDR-029282-2023 | 435 Bach St Cardiff-by-the-Sea, CA 92007 | Building (Residential) | Issued | 2024-07-03 | 982 | New detached ADU (ADU address is 435 Bach St) | Accessory Dwelling Unit | 2023-12-20 |  | 147300 |  | Cardiff-By-The-Sea | 2025-06-09 | 2024-12-11 | 0 | Esteban Cisneros
BLDC-026903-2023 | 1542 N Coast Highway 101 Encinitas, CA 92024 | Building (Non-Residential) | Issued | 2024-07-03 | 2800 | Code enforcement case to submit patio plan for review. | Tenant Improvement | 2023-07-03 |  | 40000 |  | Leucadia | 2025-06-16 | 2024-12-18 | 0 | Esteban Cisneros
MEPR-031470-2024 | 202 Delphinium St Encinitas, CA 92024 | MEP (Residential) | Issued | 2024-07-03 | 0 | tankless water heater changeout like for like. | Water Heater | 2024-06-14 |  | 18114 |  | Old Encinitas | 2025-07-03 |  | 0 | Esteban Cisneros
BLDR-031624-2024 | 1907 Wandering Rd Encinitas, CA 92024 | Building (Residential) | Issued | 2024-07-03 | 22 | REMOVE EXISTING TILE ADD TO LAYERS OF UNDERLAYMENT INSTALL EXISTING TILE | ReRoof | 2024-06-27 |  | 13000 |  | New Encinitas | 2025-01-08 | 2024-07-12 | 0 | Esteban Cisneros
BLDR-028265-2023 | 1724 Mackinnon Ave Cardiff-by-the-Sea, CA 92007 | Building (Residential) | Issued | 2024-07-03 | 420 | Addition(BLDR-025618-2023) w/ New ADU above existing Garage DEMOLITION OF APPROX. 630 SF OF EXISTING 1,470 SF HOUSE & ENTIRETY OF ROOF STRUCTURE. ADDITION OF NEW 340 SF FIRST FLOOR & NEW 1,780 SF SECOND FLOOR. | Accessory Dwelling Unit | 2023-10-04 |  | 63000 | Best ADU | Cardiff-By-The-Sea | 2025-05-13 | 2024-11-14 | 0 | Esteban Cisneros
BLDR-025618-2023 | 1722 Mackinnon Ave Cardiff-by-the-Sea, CA 92007 | Building (Residential) | Issued | 2024-07-03 | 2120 | DEMOLITION OF APPROX. 630 SF OF EXISTING 1,470 SF HOUSE & ENTIRETY OF ROOF STRUCTURE. ADDITION OF NEW 340 SF FIRST FLOOR & NEW 1,780 SF SECOND FLOOR. | Addition | 2023-04-24 |  | 320000 |  | Cardiff-By-The-Sea | 2025-06-10 | 2024-12-12 | 0 | Esteban Cisneros
MEPR-031502-2024 | 1907 Montgomery Ave Cardiff-by-the-Sea, CA 92007 | MEP (Residential) | Issued | 2024-07-03 | 0 | Roof mounted PV installation with 8.61 kW DC/7.80 kW CEC-AC system size, new 1* enphase encharge battery 5kwh (separate permit required for battery) | Energy Efficiency | 2024-06-18 |  | 12000 |  | Cardiff-By-The-Sea | 2025-06-18 | 2024-12-20 | 0 | Esteban Cisneros
MEPR-031603-2024 | 231 Fifth St Encinitas, CA 92024 | MEP (Residential) | Issued | 2024-07-08 | 0 | Install New Add-On Ductless Mini Split Unit | New Installation | 2024-06-26 |  | 14375 |  | Old Encinitas | 2025-07-08 |  | 0 | Esteban Cisneros
MEPR-031657-2024 | 1724 Belle Meade Rd Encinitas, CA 92024 | MEP (Residential) | Finaled | 2024-07-08 | 0 | Ductless Mini Split install | Alteration & Repair | 2024-07-01 | 2024-09-03 | 7400 |  | New Encinitas | 2025-02-26 | 2024-08-30 | 0 | Nicole Spradlin
MEPR-031655-2024 | 3072 Wildflower Dr Encinitas, CA 92024 | MEP (Residential) | Issued | 2024-07-08 | 0 | REPLACE 4 TON AC UNIT ON LEFT SIDE OF HOME, REPLACE 88,000 BTU 80% AFUE FURNACE IN ATTIC. USING EXISTING R6 DUCT WORK | Alteration & Repair | 2024-07-01 |  | 19000 |  | Olivenhain | 2025-07-08 |  | 0 | Esteban Cisneros
BLDR-031626-2024 | 510 La Mesa Ave Encinitas, CA 92024 | Building (Residential) | Finaled | 2024-07-08 | 340 | Demolition of unpermitted structure for grading. | Demolition | 2024-06-27 | 2024-09-23 | 652032 |  | Old Encinitas | 2025-03-19 | 2024-09-20 | 0 | Nicole Spradlin
MEPR-031610-2024 | 446 Countrywood Ln Encinitas, CA 92024 | MEP (Residential) | Issued | 2024-07-08 | 0 | Replace Furnace 80%AFUE | Alteration & Repair | 2024-06-26 |  | 7449 |  | New Encinitas | 2025-04-02 | 2024-10-04 | 0 | Esteban Cisneros
BLDR-031201-2024 | 265 E Jason St Encinitas, CA 92024 | Building (Residential) | Issued | 2024-07-08 | 1300 | Repair drywall throughout. Install new kitchen cabinets. Install new bath vanitys. Install new floor covering. Paint interior walls and ceilings. Install new fixtures. | Alteration & Repair | 2024-05-21 |  | 50000 |  | Leucadia | 2025-07-08 |  | 0 | Esteban Cisneros
MEPR-031654-2024 | 21 E F St Encinitas, CA 92024 | MEP (Residential) | Issued | 2024-07-08 | 0 | We have a work or service order pulled with SDG&E to move an Electrical Meter from other house to this house and need approval for a 200 amp line drop to 21 E F Street to North West corner of house near garage. The reason I or we want or need the 200amp drop is due to needing the power to help charge an electric car I plan to buy (probably a Tesla) in the next 6 months. | Alteration & Repair | 2024-07-01 |  | 0 |  | Old Encinitas | 2025-06-03 | 2024-12-05 | 0 | Esteban Cisneros
MEPC-031640-2024 | 2220 Encinitas Blvd Unit: EM1 Encinitas, CA 92024 | MEP (Non-Residential) | Issued | 2024-07-08 | 0 | This is for Two 200amp temp services. | Alteration & Repair | 2024-06-28 |  | 4000 |  | Olivenhain | 2025-01-13 | 2024-07-16 | 0 | Esteban Cisneros
BLDR-030451-2024 | 1303 Bergamo Pl Unit: 104 Encinitas, CA 92024 | Building (Residential) | Issued | 2024-07-08 | 1308 | Phase 207: 6-Plex: Model Plan 9 Lot 1057 | New Construction | 2024-03-20 |  | 297775 | Fox Point Farms - Parent Project | Leucadia | 2025-06-16 | 2024-12-18 | 0 | Esteban Cisneros
BLDR-030447-2024 | 1303 Bergamo Pl Unit: 102 Encinitas, CA 92024 | Building (Residential) | Issued | 2024-07-08 | 1308 | Phase 207: 6-Plex: Model Plan 9 Lot 1055 | New Construction | 2024-03-20 |  | 297775 | Fox Point Farms - Parent Project | Leucadia | 2025-06-16 | 2024-12-18 | 0 | Esteban Cisneros
BLDR-030453-2024 | 1303 Bergamo Pl Unit: 201 Encinitas, CA 92024 | Building (Residential) | Issued | 2024-07-08 | 1021 | Phase 207: 6-Plex: Model Plan 7 Lot 1059 | New Construction | 2024-03-20 |  | 258318 | Fox Point Farms - Parent Project | Leucadia | 2025-06-16 | 2024-12-18 | 0 | Esteban Cisneros
BLDR-030449-2024 | 1303 Bergamo Pl Unit: 103 Encinitas, CA 92024 | Building (Residential) | Issued | 2024-07-08 | 1172 | Phase 207: 6-Plex: Model Plan 8 Lot 1056 | New Construction | 2024-03-20 |  | 271137 | Fox Point Farms - Parent Project | Leucadia | 2025-06-16 | 2024-12-18 | 0 | Esteban Cisneros
BLDR-030452-2024 | 1303 Bergamo Pl Unit: 105 Encinitas, CA 92024 | Building (Residential) | Issued | 2024-07-08 | 940 | Phase 207: 6-Plex: Model Plan 6 Lot 1058 | New Construction | 2024-03-20 |  | 219585 | Fox Point Farms - Parent Project | Leucadia | 2025-06-16 | 2024-12-18 | 0 | Esteban Cisneros
BLDR-030195-2024 | 1303 Bergamo Pl Unit: 101 Encinitas, CA 92024 | Building (Residential) | Issued | 2024-07-08 | 1315 | Phase 207: 6-Plex: Model Plan 10 Lot 1054 | New Construction | 2024-03-01 |  | 304506 | Fox Point Farms - Parent Project | Leucadia | 2025-06-17 | 2024-12-19 | 0 | Esteban Cisneros
BLDR-030694-2024 | 1622 Swallowtail Rd Encinitas, CA 92024 | Building (Residential) | Issued | 2024-07-08 | 445 | CONVERSION OF 250 SQ FT EXISTING GARAGE, AND 195 SQ FT OF EXISTING MAIN HOUSE TO ADU. | Accessory Dwelling Unit | 2024-04-10 |  | 45000 | Gray ADU | Leucadia | 2025-07-01 | 2025-01-02 | 0 | Esteban Cisneros
MEPR-031705-2024 | 384 La Veta Ave Encinitas, CA 92024 | MEP (Residential) | Issued | 2024-07-09 | 0 | roof mount solar PV no batteries or service upgrade. new home | Energy Efficiency | 2024-07-08 |  | 16200 |  | Old Encinitas | 2025-07-09 |  | 0 | Esteban Cisneros
MEPR-031635-2024 | 1570 Caudor St Encinitas, CA 92024 | MEP (Residential) | Issued | 2024-07-09 | 0 | (1) tankless water heater changeout in garage | Water Heater | 2024-06-28 |  | 9150 |  | Leucadia | 2025-07-09 |  | 0 | Esteban Cisneros
BLDR-031676-2024 | 2111 Willowspring Pl Encinitas, CA 92024 | Building (Residential) | Finaled | 2024-07-09 | 3450 | Remove and dispose of existing 13.5 sqs of modified roofing and install new. Lift and stack 21 sqs of tile, replace underlayment and reinstall existing tiles | ReRoof | 2024-07-03 | 2024-08-13 | 28570 |  | New Encinitas | 2025-02-10 | 2024-08-14 | 0 | Nicole Spradlin
MEPR-031706-2024 | 380 La Veta Ave Encinitas, CA 92024 | MEP (Residential) | Issued | 2024-07-09 | 0 | roof mount PV no battery or service upgrade. new home | Energy Efficiency | 2024-07-08 |  | 16200 |  | Old Encinitas | 2025-07-09 |  | 0 | Esteban Cisneros
MEPR-031723-2024 | 606 Burkshire Ave Cardiff-by-the-Sea, CA 92007 | MEP (Residential) | Issued | 2024-07-09 | 0 | Roof mounted installation. 10 modules, 4 solar shutdown devices. | Energy Efficiency | 2024-07-09 |  | 29088 |  | Cardiff-By-The-Sea | 2025-03-31 | 2024-10-02 | 0 | Esteban Cisneros
BLDR-031228-2024 | 2143 Oxford Ave Cardiff-by-the-Sea, CA 92007 | Building (Residential) | Issued | 2024-07-09 | 2016 | Demolition of an existing one-story duplex residence and detached one-story four-car garage. | Demolition | 2024-05-23 |  | 45000 |  | Cardiff-By-The-Sea | 2025-07-09 |  | 0 | Esteban Cisneros
MEPR-031726-2024 | 606 Burkshire Ave Cardiff-by-the-Sea, CA 92007 | MEP (Residential) | Issued | 2024-07-09 | 0 | 1 EV Charger | Energy Efficiency | 2024-07-09 |  | 12490 |  | Cardiff-By-The-Sea | 2025-03-31 | 2024-10-02 | 0 | Esteban Cisneros
BLDR-022690-2022 | 2570 Lone Jack Rd Encinitas, CA 92024 | Building (Residential) | Issued | 2024-07-09 | 1200 | Detached ADU | Accessory Dwelling Unit | 2022-10-24 |  | 300000 |  | Olivenhain | 2025-02-26 | 2024-08-30 | 0 | Esteban Cisneros
MEPR-031682-2024 | 3124 Via De Caballo Encinitas, CA 92024 | MEP (Residential) | Finaled | 2024-07-09 | 0 | Installation of (14) Roof mounted solar panels with (14) Micro Inverters = 5.67 kW Installation of (1) 100A Sub Panel ( THIS PERMIT IS FOR ROOF MOUNT SOLAR ONLY) | Energy Efficiency | 2024-07-03 | 2024-09-17 | 0 |  | Olivenhain | 2025-03-17 | 2024-09-17 | 0 | Nicole Spradlin
BLDR-019478-2022 | 2568 Lone Jack Rd Encinitas, CA 92024 | Building (Residential) | Issued | 2024-07-09 | 8817 | New 2 story house | New Construction | 2022-03-07 |  | 3000000 |  | Olivenhain | 2025-04-08 | 2024-10-10 | 0 | Esteban Cisneros
MEPR-029993-2024 | 685 Requeza St Encinitas, CA 92024 | MEP (Residential) | Finaled | 2024-07-09 | 0 | install 2.88PKW PV ARRAY | Energy Efficiency | 2024-02-15 | 2024-09-03 | 8500 |  | Old Encinitas | 2025-03-03 | 2024-09-03 | 0 | Nicole Spradlin
MEPR-031729-2024 | 923 Arden Dr Encinitas, CA 92024 | MEP (Residential) | Finaled | 2024-07-09 | 0 | Roof mounted installation. 8 modules, 2 solar shutdown devices. 3.28kw. | Energy Efficiency | 2024-07-09 | 2024-10-22 | 30800 |  | Old Encinitas | 2025-04-21 | 2024-10-22 | 0 | Esteban Cisneros
BLDR-029614-2024 | 1413 San Elijo Ave Cardiff-by-the-Sea, CA 92007 | Building (Residential) | Issued | 2024-07-09 | 3561 | remodel of existing single family residence. | Alteration & Repair | 2024-01-18 |  | 500000 |  | Cardiff-By-The-Sea | 2025-07-09 |  | 0 | Esteban Cisneros
MEPC-030384-2024 | 1500 S El Camino Real Encinitas, CA 92024 | MEP (Non-Residential) | Finaled | 2024-07-09 | 0 | 75.24 kW PHOTOVOTLAIC SYSTEM INSTALLATION | Energy Efficiency | 2024-03-15 | 2024-11-13 | 80000 |  | New Encinitas | 2025-05-12 | 2024-11-12 | 0 | Esteban Cisneros
BLDC-030353-2024 | 118 Leucadia Blvd Encinitas, CA 92024 | Building (Non-Residential) | Issued | 2024-07-09 | 2897 | Tenant Improvement - 118 and 126. New exterior roll up door. New Electrical. New Mechanical. New Plumbing. New footings. New interior walls. | Tenant Improvement | 2024-03-13 |  | 190000 |  | Leucadia | 2025-06-09 | 2024-12-10 | 0 | Esteban Cisneros
MEPR-031712-2024 | 2025 Freda Ln Cardiff-by-the-Sea, CA 92007 | MEP (Residential) | Issued | 2024-07-09 | 0 | 2 bathrooms- Plumbing -shower to, replace sinks, toilets, and fixtures. Electrical- replace 2 recessed lights. Mechanical- replace 2 exhaust fans | Alteration & Repair | 2024-07-08 |  | 12075 |  | Cardiff-By-The-Sea | 2025-06-16 | 2024-12-17 | 0 | Esteban Cisneros
BLDR-029883-2024 | 359 W I St Encinitas, CA 92024 | Building (Residential) | Issued | 2024-07-10 | 1675 | Proposed remodel to an existing 2 bed 2 bath condo in a multi-family condominium. | Alteration & Repair | 2024-02-06 |  | 40000 |  | Old Encinitas | 2025-07-10 |  | 0 | Esteban Cisneros
MEPR-031711-2024 | 208 E Glaucus St Encinitas, CA 92024 | MEP (Residential) | Issued | 2024-07-10 | 0 | replace heat pump and ductwork | Alteration & Repair | 2024-07-08 |  | 0 |  | Leucadia | 2025-07-10 |  | 0 | Esteban Cisneros
MEPR-031708-2024 | 207 Princehouse Ln Encinitas, CA 92024 | MEP (Residential) | Issued | 2024-07-10 | 0 | electric panel upgrade 100 to 200 amp | Alteration & Repair | 2024-07-08 |  | 3500 |  | Old Encinitas | 2025-01-21 | 2024-07-23 | 0 | Esteban Cisneros
MEPR-031675-2024 | 1621 Avenida La Posta Encinitas, CA 92024 | MEP (Residential) | Issued | 2024-07-10 | 0 | 2 Heat pump replacements | Alteration & Repair | 2024-07-03 |  | 18407 |  | New Encinitas | 2025-01-27 | 2024-07-31 | 0 | Esteban Cisneros
BLDR-030934-2024 | 1870 Wilstone Ave Encinitas, CA 92024 | Building (Residential) | Finaled | 2024-07-10 | 15 | Change existing tub/shower to new shower. New pan (new valve, new Kohler Luxstone walls, new shower head, new glass door.) | Alteration & Repair | 2024-04-29 | 2024-07-26 | 21388.37 |  | Leucadia | 2025-01-22 | 2024-07-26 | 0 | Nicole Spradlin
MEPR-031735-2024 | 1848 Avenida Mimosa Encinitas, CA 92024 | MEP (Residential) | Finaled | 2024-07-10 | 0 | 12 fixture pex repipe | Alteration & Repair | 2024-07-09 | 2024-07-17 | 4500 |  | New Encinitas | 2025-01-13 | 2024-07-17 | 0 | Nicole Spradlin
MEPR-031689-2024 | 1652 Traveld Way Encinitas, CA 92024 | MEP (Residential) | Finaled | 2024-07-10 | 0 | Replace electric panel, like for like. No upgrade to Amps. Current panel seems to be melting breakers after solar panel install. | Alteration & Repair | 2024-07-03 | 2024-07-19 | 0 |  | New Encinitas | 2025-01-15 | 2024-07-19 | 0 | Nicole Spradlin
MEPR-031710-2024 | 438 La Mesa Ave Encinitas, CA 92024 | MEP (Residential) | Issued | 2024-07-10 | 0 | REPLACE AC UNIT ON LEFT SIDE OF HOME. 5 TON 18 SEEER | Alteration & Repair | 2024-07-08 |  | 10000 |  | Old Encinitas | 2025-07-10 |  | 0 | Esteban Cisneros
MEPR-031734-2024 | 709 Rihely Pl Encinitas, CA 92024 | MEP (Residential) | Issued | 2024-07-10 | 0 | Change out TWO 3 ton side yard condensers, same locations. | Alteration & Repair | 2024-07-09 |  | 21946 |  | Leucadia | 2025-07-10 |  | 0 | Esteban Cisneros
MEPR-031702-2024 | 1434 Calle Christopher Encinitas, CA 92024 | MEP (Residential) | Finaled | 2024-07-10 | 0 | replace ac and furnace | Alteration & Repair | 2024-07-08 | 2024-08-13 | 0 |  | New Encinitas | 2025-02-10 | 2024-08-13 | 0 | Nicole Spradlin
MEPR-031727-2024 | 171 Jupiter St Encinitas, CA 92024 | MEP (Residential) | Issued | 2024-07-10 | 0 | 1 Sonnen Powerwall 4.8kw. | New Installation | 2024-07-09 |  | 17000 |  | Leucadia | 2025-07-10 |  | 0 | Esteban Cisneros
SIGN-031590-2024 | 258 N El Camino Real Unit: B2 Encinitas, CA 92024 | Sign | Issued | 2024-07-10 | 19.59 | Exterior Illuminated channel letter and cabinet wall sign. | Permanent | 2024-06-25 |  | 4000 |  | New Encinitas | 2025-01-06 |  | 0 | Esteban Cisneros
MEPR-031731-2024 | 923 Arden Dr Encinitas, CA 92024 | MEP (Residential) | Finaled | 2024-07-10 | 0 | 1 Tesla Powerwall. 7.6kw. | New Installation | 2024-07-09 | 2024-10-22 | 13500 |  | Old Encinitas | 2025-04-21 | 2024-10-22 | 0 | Esteban Cisneros
BLDR-031623-2024 | 276 Aspenwood Ln Encinitas, CA 92024 | Building (Residential) | Finaled | 2024-07-10 | 30 | Kitchen Remodel: Electrical Run 3 appliance circuits, 6 LED/Can lights, relocate refer Outlet, Install GFI Outlets. Drywall repairs Plumbing: Install new recessed water box for the icemaker line, relocate Gas line. Hookup sink & faucet. | Alteration & Repair | 2024-06-27 | 2024-12-09 | 10500 |  | New Encinitas | 2025-06-09 | 2024-12-10 | 0 | Esteban Cisneros
MEPR-031621-2024 | 2416 Calle San Clemente Encinitas, CA 92024 | MEP (Residential) | Finaled | 2024-07-10 | 0 | replace 2 heat pumps, 2 furnaces, and ductwork | Alteration & Repair | 2024-06-27 | 2024-08-12 | 0 |  | Olivenhain | 2025-02-10 | 2024-08-12 | 0 | Nicole Spradlin
MEPR-031634-2024 | 1727 Legaye Dr Cardiff-by-the-Sea, CA 92007 | MEP (Residential) | Finaled | 2024-07-11 | 0 | Replace 100 amp service/panel with a 200 amp service panel | Service Change | 2024-06-28 | 2024-10-04 | 0 |  | Cardiff-By-The-Sea | 2025-04-02 | 2024-10-04 | 0 | Esteban Cisneros
SIGN-030844-2024 | 326 N El Camino Real Encinitas, CA 92024 | Sign | Finaled | 2024-07-11 | 0 | Update signage for Crash Champions, including the following: A: Remove existing sign and replace with internally illuminated logo & letterset on background panel, 4'-7" x 14'-7 3/8" 67 square feet. B: Install non-illuminated panel sign, 2'6" x 8'0" 20 square feet. C: Door vinyl; no change, leave as is. D: Remove existing sign and replace with non-illuminated panel sign, 2'-6" x 8'-0" 20 square feet. E: Door sign, no change. F: Parking signs, no change. G: Replacement faces for existing multi-tenant freestanding sign. 1'-6 1/2" x 8'-1" 13.81 square feet, **qty. 2 faces required** I: Address numbers. J: Non-illuminated interior wall sign, 3'-0" x 8'-3 3/4" 24.94 square feet. As shown in attached drawings. | Permanent | 2024-04-23 | 2024-08-21 | 3500 |  | New Encinitas | 2025-01-07 | 2024-08-21 | 0 | Nicole Spradlin
MEPR-031696-2024 | 1138 Cambria Way Encinitas, CA 92024 | MEP (Residential) | Finaled | 2024-07-11 | 0 | 3 TON CONDENSER CHANGEOUT ON LEFT SIDE OF YARD WITH COIL LIKE FOR LIKE. 60BTUS FURNACE CHANGEOUT IN ATTIC LIKE FOR LIKE. | Alteration & Repair | 2024-07-05 | 2024-07-25 | 18655.08 |  | New Encinitas | 2025-01-21 | 2024-07-25 | 0 | Nicole Spradlin
BLDR-029760-2024 | 219 Jacob Ln Encinitas, CA 92024 | Building (Residential) | Issued | 2024-07-11 | 263 | Open roof free standing patio cover | Temporary or Accessory Structure | 2024-01-29 |  | 20000 |  | Leucadia | 2025-03-17 | 2024-09-18 | 0 | Esteban Cisneros
BLDR-031685-2024 | 3379 Lone Jack Rd Encinitas, CA 92024 | Building (Residential) | Finaled | 2024-07-11 | 40 | PERMIT FOR HARDIE BOARD ONLY MEP PERMIT ALREADY ISSUED PERMIT MEPR-031303-2024 BATHROOM REMODEL TUB TO TUB SAME LAYOUT | Alteration & Repair | 2024-07-03 | 2024-08-19 | 2000 |  | Olivenhain | 2025-02-18 | 2024-08-19 | 0 | Nicole Spradlin
BLDR-029762-2024 | 219 Jacob Ln Encinitas, CA 92024 | Building (Residential) | Issued | 2024-07-11 | 0 | 6' Tall utility screening wall | Retaining Wall | 2024-01-29 |  | 2200 |  | Inside City | 2025-03-24 | 2024-09-25 | 0 | Esteban Cisneros
MEPR-031304-2024 | 1244 Neptune Ave Encinitas, CA 92024 | MEP (Residential) | Finaled | 2024-07-11 | 0 | NEW 18.565DC kW(17.46AC kW) ROOF MOUNTED PHOTOVOLTAIC SYSTEM W/ 47 MODS, 2 POWERWALL/INV, 24 OPTIMIZERS. | Energy Efficiency | 2024-05-30 | 2024-08-06 | 0 |  | Leucadia | 2025-02-03 | 2024-08-05 | 0 | Nicole Spradlin
MEPR-031741-2024 | 845 Nardo Rd Encinitas, CA 92024 | MEP (Residential) | Issued | 2024-07-11 | 0 | RPLC DRAIN LINES FOR KITCHEN & LAUNDRY AREA & SEWER REPAIR UNDER CRAWL SPACE | Alteration & Repair | 2024-07-09 |  | 22965 |  | Old Encinitas | 2025-01-08 | 2024-07-12 | 0 | Esteban Cisneros
MEPR-031736-2024 | 1562 Calle Ryan Encinitas, CA 92024 | MEP (Residential) | Finaled | 2024-07-11 | 0 | Change out 60k btu garage furnace and 3 ton side yard condenser with 1 duct run, same locations. | Alteration & Repair | 2024-07-09 | 2024-07-24 | 15894 |  | New Encinitas | 2025-01-21 | 2024-07-24 | 0 | Nicole Spradlin
BLDR-031431-2024 | 1576 Lorraine Dr Encinitas, CA 92024 | Building (Residential) | Issued | 2024-07-11 | 200 | Demolish the unpermitted bedroom inside the existing garage | Demolition | 2024-06-10 |  | 5000 |  | Inside City | 2025-04-14 | 2024-10-16 | 0 | Esteban Cisneros
MEPR-031556-2024 | 845 Nardo Rd Encinitas, CA 92024 | MEP (Residential) | Finaled | 2024-07-12 | 0 | REPLACE FURNACE | Alteration & Repair | 2024-06-24 | 2024-07-15 | 0 |  | Old Encinitas | 2025-01-13 | 2024-07-15 | 0 | Nicole Spradlin
MEPR-031667-2024 | 218 Sierra Ridge Dr Encinitas, CA 92024 | MEP (Residential) | Finaled | 2024-07-12 | 0 | Install 200AMP panel at existing conduit and service conductors. UG Rewire (no trenching) | Service Change | 2024-07-02 | 2024-09-10 | 0 |  | New Encinitas | 2025-03-10 | 2024-09-10 | 0 | Nicole Spradlin
MEPR-031730-2024 | 923 Arden Dr Encinitas, CA 92024 | MEP (Residential) | Finaled | 2024-07-12 | 0 | MSP upgrade new 200A. | Service Change | 2024-07-09 | 2024-10-22 | 17300 |  | Old Encinitas | 2025-04-21 | 2024-10-22 | 0 | Esteban Cisneros
MEPR-031764-2024 | 1758 Pleasantdale Dr Encinitas, CA 92024 | MEP (Residential) | Finaled | 2024-07-15 | 0 | Install new Mini split with electrical | Alteration & Repair | 2024-07-11 | 2024-07-25 | 3400 |  | New Encinitas | 2025-01-21 | 2024-07-25 | 0 | Nicole Spradlin
MEPR-031440-2024 | 779 Winding Way Encinitas, CA 92024 | MEP (Residential) | Finaled | 2024-07-15 | 0 | Heat Pump and Furnace Replacement | Alteration & Repair | 2024-06-11 | 2024-08-07 | 0 |  | New Encinitas | 2025-02-03 | 2024-08-07 | 0 | Nicole Spradlin
MEPR-031674-2024 | 1768 Tattenham Rd Encinitas, CA 92024 | MEP (Residential) | Issued | 2024-07-15 | 0 | Replace HVAC system - like for like | Alteration & Repair | 2024-07-03 |  | 0 |  | Leucadia | 2025-07-15 |  | 0 | Esteban Cisneros
MEPR-031732-2024 | 3124 Via De Caballo Encinitas, CA 92024 | MEP (Residential) | Finaled | 2024-07-15 | 0 | (1) Enphase Encharge 10 Battery | New Installation | 2024-07-09 | 2024-09-17 | 10000 |  | Olivenhain | 2025-03-17 | 2024-09-17 | 0 | Nicole Spradlin
MEPR-031278-2024 | 1334 Evergreen Dr Cardiff-by-the-Sea, CA 92007 | MEP (Residential) | Finaled | 2024-07-15 | 0 | Install a 220 outlet for an EV charger on exterior wall next to parking spot. | Energy Efficiency | 2024-05-28 | 2024-09-16 | 500 |  | Cardiff-By-The-Sea | 2025-03-17 | 2024-09-16 | 0 | Nicole Spradlin
BLDR-029677-2024 | 1012 San Andrade Dr Encinitas, CA 92024 | Building (Residential) | Issued | 2024-07-15 | 373 | PROPOSED 373 SQ.FT. ATTACHED ACCESSORY DWELLING UNIT ADDITION. | Accessory Dwelling Unit | 2024-01-23 |  | 130000 |  | Old Encinitas | 2025-06-25 | 2024-12-27 | 0 | Esteban Cisneros
BLDR-031717-2024 | 1791 Crest Dr Encinitas, CA 92024 | Building (Residential) | Finaled | 2024-07-16 | 5646 | Re-roof - Remove and dispose of existing roof material. Install new underlayment. Install new standing seam metal roof on house and garage to include new standing seam, eave metal, new vents, hip and ridge metal, new attic vents, labor and miscellaneous materials. | ReRoof | 2024-07-08 | 2024-09-25 | 54530 |  | Cardiff-By-The-Sea | 2025-03-24 | 2024-09-25 | 0 | Esteban Cisneros
BLDR-029291-2023 | 111 La Veta Ave Encinitas, CA 92024 | Building (Residential) | Issued | 2024-07-16 | 0 | Multiple Permits: REMODELING OF AN EXISTING TWO STORY SINGLE FAMILY RESIDENCE [BLDR-029291-2023] NEW TWO STORY ATTACHED ADU [BLDR-029288-2023] | Alteration & Repair | 2023-12-20 |  | 15185 |  | Old Encinitas | 2025-02-26 | 2024-08-30 | 0 | Esteban Cisneros
BLDR-028777-2023 | 1170 Kildeer Ct Encinitas, CA 92024 | Building (Residential) | Issued | 2024-07-16 | 308 | 1st Floor addition of 191 s.f.; 2nd Floor addition of 117 s.f.; 610 s.f. of remodeled space overall at 1st and 2nd Floors | Addition | 2023-11-12 |  | 300000 |  | Leucadia | 2025-05-21 | 2024-11-22 | 0 | Esteban Cisneros
BLDR-029288-2023 | 113 La Veta Ave Encinitas, CA 92024 | Building (Residential) | Under Review | 2024-07-16 | 759 | Multiple Permits: NEW TWO STORY ATTACHED ADU [BLDR-029288-2023] REMODELING OF AN EXISTING TWO STORY SINGLE FAMILY RESIDENCE [BLDR-029291-2023] | Accessory Dwelling Unit | 2023-12-20 |  | 113850 |  | Old Encinitas | 2025-06-03 | 2024-12-05 | 0 | Esteban Cisneros
MEPR-031812-2024 | 2931 Lone Jack Rd Encinitas, CA 92024 | MEP (Residential) | Finaled | 2024-07-17 | 0 | Level 2 EV Charger powered by a 50amp Circuit Breaker. Run #6 THHN c.u. & #10 THHN c.u. ground through <5 feet New Â¾â€ EMT conduit to power the Level 2 EV Charger at 40amp constant draw. | Energy Efficiency | 2024-07-15 | 2024-07-26 | 480 |  | Olivenhain | 2025-02-18 | 2024-08-21 | 0 | Nicole Spradlin
MEPR-031783-2024 | 2107 Edinburg Ave Cardiff-by-the-Sea, CA 92007 | MEP (Residential) | Finaled | 2024-07-17 | 0 | PV SOLAR INSTALL ON RESIDENTIAL ROOF CONSISTING OF (12) MODULES AND (12) MICROINVERTERS. 10KW BATTERY STORAGE SYSTEM (separate permit required). NEW 225A SUBPANEL (separate permit may be required per discretion of building inspector) . NO SERVICE PANEL UPGRADE. 4.02KW SYSTEM SIZE. | Energy Efficiency | 2024-07-12 | 2024-09-03 | 24500 |  | Cardiff-By-The-Sea | 2025-03-03 | 2024-09-03 | 0 | Nicole Spradlin
BLDR-030612-2024 | 2471 Oxford Ave Cardiff by the Sea, CA 92007 | Building (Residential) | Issued | 2024-07-17 | 1600 | Emergency Construction of a tied-back shotcrete retention wall, +/- 80 ft. long and +/- 20 ft. high | Retaining Wall | 2024-04-04 |  | 275000 |  | Cardiff-By-The-Sea | 2025-04-28 | 2024-10-30 | 0 | Esteban Cisneros
BLDR-031238-2024 | 1249 Canton Ct Encinitas, CA 92024 | Building (Residential) | Issued | 2024-07-17 | 2159 | POOL 38X17 (643 SF) WITH AUTO COVER AND CONCRETE SLIDE SPA 8X8 (64 SF) 24â€ RETAINING WALL PILLARS WITH FIREBOWLS | Pool | 2024-05-24 |  | 65000 |  | Cardiff-By-The-Sea | 2025-04-21 | 2024-10-21 | 0 | Esteban Cisneros
BLDR-028086-2023 | 526 Camino De Orchidia Encinitas, CA 92024 | Building (Residential) | Issued | 2024-07-17 | 640 | 640 sqâ€™ detached deck | Temporary or Accessory Structure | 2023-09-25 |  | 70000 |  | Old Encinitas | 2025-06-09 | 2024-12-10 | 0 | Esteban Cisneros
BLDR-031441-2024 | 672 Crest Dr Encinitas, CA 92024 | Building (Residential) | Issued | 2024-07-17 | 497 | pool/spa | Pool | 2024-06-11 |  | 52000 |  | New Encinitas | 2025-06-03 | 2024-12-05 | 0 | Esteban Cisneros
MEPR-031822-2024 | 789 Saxony Rd Unit: 2 Encinitas, CA 92024 | MEP (Residential) | Issued | 2024-07-17 | 0 | Residential Roof Mount Solar PV 3.36 kW, 8 Modules, 1 Inverter, THIS PERMIT IS FOR ROOF TOP SOLAR ONLY | Energy Efficiency | 2024-07-15 |  | 8000 |  | Leucadia | 2025-01-28 | 2024-08-01 | 0 | Esteban Cisneros
BLDR-031369-2024 | 219 Jacob Ln Encinitas, CA 92024 | Building (Residential) | Issued | 2024-07-17 | 364 | Pool and Spa | Pool | 2024-06-05 |  | 15000 |  | Leucadia | 2025-07-01 | 2025-01-02 | 0 | Esteban Cisneros
MEPR-031832-2024 | 3182 Lone Jack Rd Encinitas, CA 92024 | MEP (Residential) | Issued | 2024-07-17 | 0 | Roof mounted installation. 27 modules and 27 micro inverters. 10.80kw. | Energy Efficiency | 2024-07-16 |  | 11385 |  | Olivenhain | 2025-06-17 | 2024-12-19 | 0 | Esteban Cisneros
BLDR-031274-2024 | 661 Sea Ridge Ct Encinitas, CA 92024 | Building (Residential) | Issued | 2024-07-17 | 75 | new spa | Pool | 2024-05-28 |  | 38000 |  | Old Encinitas | 2025-06-18 | 2024-12-20 | 0 | Esteban Cisneros
MEPR-031846-2024 | 2467 Caminito Ocean Cove Cardiff-by-the-Sea, CA 92007 | MEP (Residential) | Finaled | 2024-07-18 | 0 | MECH-HEATING/AIR COND.-NEW, REPLACE, REPAIR | Alteration & Repair | 2024-07-16 | 2024-08-09 | 5000 |  | Cardiff-By-The-Sea | 2025-02-05 | 2024-08-09 | 0 | Nicole Spradlin
MEPR-031853-2024 | 545 Ocean View Ave Encinitas, CA 92024 | MEP (Residential) | Issued | 2024-07-18 | 0 | (Like for Like) replace existing gas line that runs under the roof overhang. Total 24 feet | Alteration & Repair | 2024-07-17 |  | 5075 |  | Leucadia | 2025-01-21 | 2024-07-25 | 0 | Esteban Cisneros
BLDR-031237-2024 | 2449 Caminito Ocean Cove Cardiff-by-the-Sea, CA 92007 | Building (Residential) | Finaled | 2024-07-18 | 49 | Bathroom remodel | Alteration & Repair | 2024-05-23 | 2024-09-26 | 12000 |  | Cardiff-By-The-Sea | 2025-03-25 | 2024-09-26 | 0 | Esteban Cisneros
MEPR-031703-2024 | 334 Via Andalusia Encinitas, CA 92024 | MEP (Residential) | Issued | 2024-07-18 | 0 | replace ac | Alteration & Repair | 2024-07-08 |  | 0 |  | New Encinitas | 2025-07-18 |  | 0 | Esteban Cisneros
MEPR-031858-2024 | 1512 Tucker Ln Encinitas, CA 92024 | MEP (Residential) | Finaled | 2024-07-18 | 0 | 12 Fixture Pex Repipe | Alteration & Repair | 2024-07-17 | 2024-07-25 | 4500 |  | New Encinitas | 2025-01-21 | 2024-07-25 | 0 | Nicole Spradlin
MEPR-031808-2024 | 2107 Edinburg Ave Cardiff-by-the-Sea, CA 92007 | MEP (Residential) | Finaled | 2024-07-18 | 0 | INSTALLATION OF TWO 5K BATTERY STORAGE SYSTEM WITH PV SOLAR. | New Installation | 2024-07-15 | 2024-09-03 | 24500 |  | Cardiff-By-The-Sea | 2025-03-03 | 2024-09-03 | 0 | Nicole Spradlin
MEPR-031809-2024 | 2107 Edinburg Ave Cardiff-by-the-Sea, CA 92007 | MEP (Residential) | Finaled | 2024-07-18 | 0 | NEW 225A SUBPANEL TO REPLACE EXISTING 200A SUBPANEL LOCATED INSIDE GARAGE. NO SDGE SERVICE PANEL UPGRADE. | Service Change | 2024-07-15 | 2024-09-12 | 24500 |  | Cardiff-By-The-Sea | 2025-03-11 | 2024-09-12 | 0 | Nicole Spradlin
MEPR-031805-2024 | 606 Burkshire Ave Cardiff-by-the-Sea, CA 92007 | MEP (Residential) | Finaled | 2024-07-18 | 0 | 1 Tesla Powerwall. 13.5kw. | New Installation | 2024-07-15 | 2024-10-02 | 12490 |  | Cardiff-By-The-Sea | 2025-03-31 | 2024-10-02 | 0 | Esteban Cisneros
MEPR-031807-2024 | 1497 Paseo De Las Flores Encinitas, CA 92024 | MEP (Residential) | Finaled | 2024-07-18 | 0 | BATTERY - 27 kWh ESS - 2 ESS BATTERY , 1 ESS MID , 1 200A BACKUP LOAD CENTER, 1 400A GENERATION LOAD CENTER 1 EDS, 1 Heat alarms | New Installation | 2024-07-15 | 2024-10-10 | 49152 |  | Leucadia | 2025-04-08 | 2024-10-10 | 0 | Esteban Cisneros
MEPR-031695-2024 | 252 Via Tierra Encinitas, CA 92024 | MEP (Residential) | Issued | 2024-07-18 | 0 | INSTALL NEW DUCTLESS MINI SPLIT | New Installation | 2024-07-05 |  | 0 |  | New Encinitas | 2025-07-18 |  | 0 | Esteban Cisneros
MEPR-031821-2024 | 651 Cornish Dr Encinitas, CA 92024 | MEP (Residential) | Finaled | 2024-07-18 | 0 | INSTALL ONE TEMPORARY 100AMP 120/240V 4 CLIP SINGLE PHASE OVERHEAD ELECTRICAL METER WITH ONE 100AMP SUBPANEL BELOW METER, TWO GROUND RODS ON 20FT CLIMBABLE BLACK DIAMOND | Temporary Power Pole | 2024-07-15 | 2024-07-31 | 3200 |  | Old Encinitas | 2025-01-27 | 2024-07-31 | 0 | Nicole Spradlin
MEPR-031804-2024 | 1252 Berryman Canyon Encinitas, CA 92024 | MEP (Residential) | Issued | 2024-07-18 | 0 | INSTALL ONE TEMPORARY 100AMP 120/240V 4 CLIP 1 PHASE UNDERGROUND METER WITH ONE 100AMP SUBPANEL BELOW METER AND TWO GROUND RODS IN PROXIMITY TO SDGE TRANS #D218654 | Temporary Power Pole | 2024-07-15 |  | 3000 |  | New Encinitas | 2025-01-27 | 2024-07-30 | 0 | Esteban Cisneros
MEPR-031529-2024 | 969 Sidonia St Encinitas, CA 92024 | MEP (Residential) | Issued | 2024-07-18 | 0 | 2 systems installed, 2 zone and 4 zone mini split system located downstairs. Connected to existing electrical. | Alteration & Repair | 2024-06-19 |  | 16000 |  | Leucadia | 2025-07-18 |  | 0 | Esteban Cisneros
MEPR-031830-2024 | 508 Hidden Ridge Ct Encinitas, CA 92024 | MEP (Residential) | Finaled | 2024-07-18 | 0 | REPLACE 2 AC'S ON THE RIGHT SIDE 2-3 TON 17 SEER. USING EXISTING DUCTWORK | Alteration & Repair | 2024-07-16 | 2024-08-12 | 22000 |  | Old Encinitas | 2025-02-10 | 2024-08-12 | 0 | Nicole Spradlin
MEPR-031850-2024 | 333 Fulvia St Encinitas, CA 92024 | MEP (Residential) | Finaled | 2024-07-18 | 0 | REPLACE FURNACE IN CLOSET - 60,000 BTU - 80% AFUE | Alteration & Repair | 2024-07-17 | 2024-09-09 | 5900 |  | Leucadia | 2025-03-10 | 2024-09-09 | 0 | Nicole Spradlin
MEPR-031797-2024 | 3718 Sage Canyon Dr Encinitas, CA 92024 | MEP (Residential) | Issued | 2024-07-18 | 0 | Furnace and Condenser Replacement | Alteration & Repair | 2024-07-13 |  | 0 |  | New Encinitas | 2025-07-18 |  | 0 | Esteban Cisneros
MEPR-030114-2024 | 1525 Flair Encinitas Dr Encinitas, CA 92024 | MEP (Residential) | Finaled | 2024-07-18 | 0 | Install 40A EV outlet | Energy Efficiency | 2024-02-23 | 2024-08-27 | 1000 |  | New Encinitas | 2025-02-24 | 2024-08-27 | 0 | Nicole Spradlin
MEPR-031791-2024 | 1725 Dylan Way Encinitas, CA 92024 | MEP (Residential) | Finaled | 2024-07-18 | 0 | HVAC equipment change-out | Alteration & Repair | 2024-07-12 | 2024-10-18 | 0 |  | Leucadia | 2025-04-16 | 2024-10-18 | 0 | Esteban Cisneros
BLDC-026255-2023 | 135 Liverpool Dr Cardiff-by-the-Sea, CA 92007 | Building (Non-Residential) | Issued | 2024-07-18 | 200 | AT&T wireless proposes to modify an existing wireless Installation by removing 3 antennas and installing 2 antennas per sector, remove 6 amplifiers, install 3 DC9 surge protectors. In the equipment area Remove and replace 20 batteries modules in existing battery rack, install 1 HSN8300 in existing telco rack, remove and replace 6 RRU, INstall 5 rectifiers, install 3 #6AWG direct power current power cables, install 3 fiber cable trunks. | Tenant Improvement | 2023-05-25 |  | 50000 |  | Inside City | 2025-07-18 |  | 0 | Esteban Cisneros
MEPR-031814-2024 | 122 Cadmus St Encinitas, CA 92024 | MEP (Residential) | Issued | 2024-07-18 | 0 | CHANGE OUT, LIKE FOR LIKE, MINI SPLIT IN THE SAME LOCATION. NO DUCT WORK. | Alteration & Repair | 2024-07-15 |  | 12155 |  | Leucadia | 2025-07-18 |  | 0 | Esteban Cisneros
MEPR-031833-2024 | 155 Rosebay Dr Unit: 34 Encinitas, CA 92024 | MEP (Residential) | Finaled | 2024-07-22 | 0 | Replace Water Heater, Like for Like, Inside Garage | Water Heater | 2024-07-16 | 2024-08-05 | 0 |  | Old Encinitas | 2025-02-03 | 2024-08-05 | 0 | Nicole Spradlin
MEPR-031819-2024 | 3124 Via De Caballo Encinitas, CA 92024 | MEP (Residential) | Issued | 2024-07-22 | 0 | 225/125A Main panel upgrade | Service Change | 2024-07-15 |  | 2000 |  | Olivenhain | 2025-03-17 | 2024-09-17 | 0 | Esteban Cisneros
MEPR-031024-2024 | 1568 N Coast Highway 101 Encinitas, CA 92024 | MEP (Residential) | Finaled | 2024-07-22 | 0 | Install new 400-amp 3 SOCKET meter panel at the existing | Alteration & Repair | 2024-05-06 | 2024-07-25 | 10000 |  | Leucadia | 2025-01-21 | 2024-07-25 | 0 | Nicole Spradlin
BLDR-029154-2023 | 1749 San Elijo Ave Cardiff-by-the-Sea, CA 92007 | Building (Residential) | Issued | 2024-07-22 | 1953 | REMOVAL OF EXISTING HOME AND CASITA | Demolition | 2023-12-11 |  | 20000 |  | Cardiff-By-The-Sea | 2025-04-29 | 2024-10-31 | 0 | Esteban Cisneros
BLDR-031030-2024 | 2029 14th St Encinitas, CA 92024 | Building (Residential) | Issued | 2024-07-22 | 967 | ADD 219 SF TO FLOOR 1, REMODEL KIT 353 SF, ADD 395 SF TO FLOOR 2 | Addition | 2024-05-06 |  | 195143 |  | Olivenhain | 2025-04-16 | 2024-10-18 | 0 | Esteban Cisneros
BLDR-031031-2024 | 2230 Woodwind Dr Encinitas, CA 92024 | Building (Residential) | Issued | 2024-07-22 | 3882 | Interior remodel of existing single family residence. No square footage will be added or removed from the residence. Replace exterior doors and windows. | Alteration & Repair | 2024-05-06 |  | 850000 |  | Inside City | 2025-04-07 | 2024-10-09 | 0 | Esteban Cisneros
MEPR-031831-2024 | 3182 Lone Jack Rd Encinitas, CA 92024 | MEP (Residential) | Issued | 2024-07-22 | 0 | 2 Enphase powerwalls. 7.68kw. | New Installation | 2024-07-16 |  | 11385 |  | Olivenhain | 2025-06-17 | 2024-12-19 | 0 | Esteban Cisneros
MEPR-031900-2024 | 1500 Livorno Pl Unit: 203 Encinitas, CA 92024 | MEP (Residential) | Issued | 2024-07-23 | 0 | Roof Mount Solar- 2.84kW 7 Modules/micro-inverters - Plan type 14X. SHEA Homes - Fox Point Farms-Flats(13 plex) - Phase 303 - Lot 2033 - Solar Master Plan : MEPR-022192-2022 | Energy Efficiency | 2024-07-19 |  | 7000 |  | Leucadia | 2025-07-23 |  | 0 | Esteban Cisneros
MEPR-031903-2024 | 1500 Livorno Pl Unit: 208 Encinitas, CA 92024 | MEP (Residential) | Issued | 2024-07-23 | 0 | Roof Mount Solar- 2.84kW 7 Modules/micro-inverters - Plan type 17X. SHEA Homes - Fox Point Farms-Flats(13 plex) - Phase 303 - Lot 2038 - Solar Master Plan : MEPR-022192-2022 | Energy Efficiency | 2024-07-19 |  | 7000 |  | Leucadia | 2025-07-23 |  | 0 | Esteban Cisneros
BLDR-031905-2024 | 2458 Montgomery Ave Cardiff-by-the-Sea, CA 92007 | Building (Residential) | Issued | 2024-07-23 | 1300 | Reroof with Metal Sales vertical seam 16" on center | ReRoof | 2024-07-19 |  | 28100 |  | Cardiff-By-The-Sea | 2025-07-23 |  | 0 | Esteban Cisneros
MEPR-031912-2024 | 565 N Vulcan Ave Encinitas, CA 92024 | MEP (Residential) | Issued | 2024-07-23 | 0 | INSTALLATION OF A 2.4DC kW(1.74AC kW) ROOF MOUNTED PHOTOVOLTAIC SYSTEM W/ 6 MODS AND 6 MIC INV | Energy Efficiency | 2024-07-19 |  | 12000 |  | Inside City | 2025-07-23 |  | 0 | Esteban Cisneros
MEPR-031897-2024 | 1500 Livorno Pl Unit: 205 Encinitas, CA 92024 | MEP (Residential) | Issued | 2024-07-23 | 0 | Roof Mount Solar- 2.84kW 7 Modules/micro-inverters - Plan type 16. SHEA Homes - Fox Point Farms-Flats(13 plex) - Phase 303 - Lot 2035 - Solar Master Plan : MEPR-022192-2022 | Energy Efficiency | 2024-07-19 |  | 0 |  | Leucadia | 2025-07-23 |  | 0 | Esteban Cisneros
MEPR-031914-2024 | 569 N Vulcan Ave Encinitas, CA 92130 | MEP (Residential) | Issued | 2024-07-23 | 0 | INSTALLATION OF A 2.4DC kW(1.74AC kW) ROOF MOUNTED PHOTOVOLTAIC SYSTEM W/ 6 MODS AND 6 MICRO INV | Energy Efficiency | 2024-07-19 |  | 12000 |  | Inside City | 2025-07-23 |  | 0 | Esteban Cisneros
MEPR-031902-2024 | 1500 Livorno Pl Unit: 101 Encinitas, CA 92024 | MEP (Residential) | Issued | 2024-07-23 | 0 | Roof Mount Solar- 2.84kW 7 Modules/micro-inverters - Plan type 11. SHEA Homes - Fox Point Farms-Flats(13 plex) - Phase 303 - Lot 2027 - Solar Master Plan : MEPR-022192-2022 | Energy Efficiency | 2024-07-19 |  | 7000 |  | Leucadia | 2025-07-23 |  | 0 | Esteban Cisneros
MEPR-031893-2024 | 1500 Livorno Pl Unit: 201 Encinitas, CA 92024 | MEP (Residential) | Issued | 2024-07-23 | 0 | Roof Mount Solar- 2.84kW 7 Modules/micro-inverters - Plan type 15X. SHEA Homes - Fox Point Farms-Flats(13 plex) - Phase 303 - Lot 2031 - Solar Master Plan - MEPR-022192-2022 | Energy Efficiency | 2024-07-19 |  | 7000 |  | Leucadia | 2025-07-23 |  | 0 | Esteban Cisneros
MEPR-031882-2024 | 1928 Leucadia Scenic Ct Encinitas, CA 92024 | MEP (Residential) | Issued | 2024-07-23 | 0 | Uninstall and reinstall existing 10.20 kW PV system. | Energy Efficiency | 2024-07-18 |  | 0 |  | Leucadia | 2025-07-23 |  | 0 | Esteban Cisneros
MEPR-031892-2024 | 1500 Livorno Pl Unit: 102 Encinitas, CA 92024 | MEP (Residential) | Issued | 2024-07-23 | 0 | Roof Mount Solar- 2.84kW 7 Modules/micro-inverters - Plan type 13X. SHEA Homes - Fox Point Farms-Flats(13 plex) - Phase 303 - Lot 2028 - Solar Master Plan - MEPR-022192-2022 | Energy Efficiency | 2024-07-19 |  | 7000 |  | Leucadia | 2025-07-23 |  | 0 | Esteban Cisneros
MEPR-031894-2024 | 1500 Livorno Pl Unit: 204 Encinitas, CA 92024 | MEP (Residential) | Issued | 2024-07-23 | 0 | Roof Mount Solar- 2.84kW 7 Modules/micro-inverters - Plan type 11. SHEA Homes - Fox Point Farms-Flats(13 plex) - Phase 303 - Lot 2034 - Solar Master Plan : MEPR-022192-2022 | Energy Efficiency | 2024-07-19 |  | 7000 |  | Leucadia | 2025-07-23 |  | 0 | Esteban Cisneros
MEPR-031895-2024 | 1500 Livorno Pl Unit: 202 Encinitas, CA 92024 | MEP (Residential) | Issued | 2024-07-23 | 0 | Roof Mount Solar- 2.84kW 7 Modules/micro-inverters - Plan type 19. SHEA Homes - Fox Point Farms-Flats(13 plex) - Phase 303 - Lot 2032 - Solar Master Plan : MEPR-022192-2022 | Energy Efficiency | 2024-07-19 |  | 7000 |  | Leucadia | 2025-07-23 |  | 0 | Esteban Cisneros
MEPR-031915-2024 | 571 N Vulcan Ave Encinitas, CA 92130 | MEP (Residential) | Issued | 2024-07-23 | 0 | INSTALLATION OF A 2.4DC kW(1.74AC kW) ROOF MOUNTED PHOTOVOLTAIC SYSTEM W/ 6 MODS AND 6 MICRO INV | Energy Efficiency | 2024-07-19 |  | 12000 |  | Inside City | 2025-07-23 |  | 0 | Esteban Cisneros
MEPR-031901-2024 | 1500 Livorno Pl Unit: 103 Encinitas, CA 92024 | MEP (Residential) | Issued | 2024-07-23 | 0 | Roof Mount Solar- 2.84kW 7 Modules/micro-inverters - Plan type 20. SHEA Homes - Fox Point Farms-Flats(13 plex) - Phase 303 - Lot 2029 - Solar Master Plan : MEPR-022192-2022 | Energy Efficiency | 2024-07-19 |  | 0 |  | Leucadia | 2025-07-23 |  | 0 | Esteban Cisneros
MEPR-031904-2024 | 1500 Livorno Pl Unit: 104 Encinitas, CA 92024 | MEP (Residential) | Issued | 2024-07-23 | 0 | Roof Mount Solar- 2.84kW 7 Modules/micro-inverters - Plan type 12X. SHEA Homes - Fox Point Farms-Flats(13 plex) - Phase 303 - Lot 2030 - Solar Master Plan : MEPR-022192-2022 | Energy Efficiency | 2024-07-19 |  | 7000 |  | Leucadia | 2025-07-23 |  | 0 | Esteban Cisneros
BLDR-031867-2024 | 1445 Ranch Rd Encinitas, CA 92024 | Building (Residential) | Finaled | 2024-07-23 | 1900 | Concrete tile lift/relay, flat tile | ReRoof | 2024-07-18 | 2024-08-12 | 13388 |  | Leucadia | 2025-02-10 | 2024-08-12 | 0 | Nicole Spradlin
MEPC-031880-2024 | 2236 Encinitas Blvd Encinitas, CA 92024 | MEP (Non-Residential) | Issued | 2024-07-23 | 0 | Rewire transformer on private property | Alteration & Repair | 2024-07-18 |  | 3500 |  | Olivenhain | 2025-02-03 | 2024-08-06 | 0 | Esteban Cisneros
MEPR-031881-2024 | 706 Wood Dr Encinitas, CA 92024 | MEP (Residential) | Finaled | 2024-07-23 | 0 | INSTALLATION OF A 13.2DC kW(11.96AC kW) ROOF MOUNTED PHOTOVOLTAIC SYSTEM W/ 33 MODS AND 33 MICRO INV | Energy Efficiency | 2024-07-18 | 2024-08-22 | 22000 |  | Leucadia | 2025-02-18 | 2024-08-21 | 0 | Nicole Spradlin
MEPR-031898-2024 | 1500 Livorno Pl Unit: 206 Encinitas, CA 92024 | MEP (Residential) | Issued | 2024-07-23 | 0 | Roof Mount Solar- 2.84kW 7 Modules/micro-inverters - Plan type 17X. SHEA Homes - Fox Point Farms-Flats(13 plex) - Phase 303 - Lot 2036 - Solar Master Plan : MEPR-022192-2022 | Energy Efficiency | 2024-07-19 |  | 7000 |  | Leucadia | 2025-07-23 |  | 0 | Esteban Cisneros
MEPR-031883-2024 | 89 N Vulcan Ave Encinitas, CA 92024 | MEP (Residential) | Finaled | 2024-07-23 | 0 | ROOFTOP SOLAR PV 18kW , 20kWh ESS, NEW (2) 125A SUB | Energy Efficiency | 2024-07-18 | 2024-12-11 | 75000 |  | Old Encinitas | 2025-06-09 | 2024-12-10 | 0 | Esteban Cisneros
MEPR-031913-2024 | 567 N Vulcan Ave Encinitas, CA 92130 | MEP (Residential) | Issued | 2024-07-23 | 0 | INSTALLATION OF A 2.4DC kW(1.74AC kW) ROOF MOUNTED PHOTOVOLTAIC SYSTEM W/ 6 MODS AND 6 MICRO INV | Energy Efficiency | 2024-07-19 |  | 12000 |  | Inside City | 2025-07-23 |  | 0 | Esteban Cisneros
BLDR-029665-2024 | 1024 Sidonia St Encinitas, CA 92024 | Building (Residential) | Issued | 2024-07-23 | 1199 | NEW 1,199 DETACHED ADU | Accessory Dwelling Unit | 2024-01-22 |  | 200000 | Glenn Residence ADU | Leucadia | 2025-03-31 | 2024-11-14 | 0 | Esteban Cisneros
MEPR-031896-2024 | 1500 Livorno Pl Unit: 207 Encinitas, CA 92024 | MEP (Residential) | Issued | 2024-07-23 | 0 | Roof Mount Solar- 2.84kW 7 Modules/micro-inverters - Plan type 17X. SHEA Homes - Fox Point Farms-Flats(13 plex) - Phase 303 - Lot 2037 - Solar Master Plan : MEPR-022192-2022 | Energy Efficiency | 2024-07-19 |  | 7000 |  | Leucadia | 2025-07-23 |  | 0 | Esteban Cisneros
MEPR-031899-2024 | 1500 Livorno Pl Unit: 209 Encinitas, CA 92024 | MEP (Residential) | Issued | 2024-07-23 | 0 | Roof Mount Solar- 2.84kW 7 Modules/micro-inverters - Plan type 18X. SHEA Homes - Fox Point Farms-Flats(13 plex) - Phase 303 - Lot 2039 - Solar Master Plan : MEPR-022192-2022 | Energy Efficiency | 2024-07-19 |  | 7000 |  | Leucadia | 2025-07-23 |  | 0 | Esteban Cisneros
MEPR-031911-2024 | 563 N Vulcan Ave Encinitas, CA 92024 | MEP (Residential) | Issued | 2024-07-23 | 0 | INSTALLATION OF A 2.4DC kW(1.74AC kW) ROOF MOUNTED PHOTOVOLTAIC SYSTEM W/ 6 MODS AND 6 MICRO INV | Energy Efficiency | 2024-07-19 |  | 12000 |  | Inside City | 2025-07-23 |  | 0 | Esteban Cisneros
MEPR-031792-2024 | 2108 Valleydale Ln Encinitas, CA 92024 | MEP (Residential) | Finaled | 2024-07-24 | 0 | REPLACE 2-ton A/C - BACK YARD, COIL, REPLACE FAU (80k BTUs) - ATTIC, W/DUCT (6) | Alteration & Repair | 2024-07-12 | 2024-08-20 | 16621.52 |  | New Encinitas | 2025-02-18 | 2024-08-20 | 0 | Nicole Spradlin
MEPR-031930-2024 | 774 Lotus Blossom St Encinitas, CA 92024 | MEP (Residential) | Issued | 2024-07-24 | 0 | REPLACE DUCTWORK | Alteration & Repair | 2024-07-22 |  | 0 |  | New Encinitas | 2025-07-24 |  | 0 | Esteban Cisneros
MEPR-031932-2024 | 1422 Valleda Ln Encinitas, CA 92024 | MEP (Residential) | Issued | 2024-07-24 | 0 | condenser and furnace replacement | Alteration & Repair | 2024-07-22 |  | 10821 |  | New Encinitas | 2025-02-18 | 2024-08-22 | 0 | Esteban Cisneros
SIGN-031333-2024 | 1030 N Coast Highway 101 Encinitas, CA 92024 | Sign | Issued | 2024-07-24 | 29 | 2 WALL CHANNEL LETTER SIGNS INTERNALLY ILLUMINATED WITH LED. FACE CHANGE ON EXISTING PYLON SIGN. | Permanent | 2024-06-03 |  | 6500 |  | Leucadia | 2025-01-20 |  | 0 | Esteban Cisneros
MEPR-031943-2024 | 1742 Swallowtail Rd Encinitas, CA 92024 | MEP (Residential) | Issued | 2024-07-24 | 0 | replace ac on right side 4 ton 17 seer replace furnace 80,000 btu - 80% afue in garage using existing R6 ductwork | Alteration & Repair | 2024-07-22 |  | 16000 |  | Leucadia | 2025-07-24 |  | 0 | Esteban Cisneros
BLDC-030790-2024 | 285 N El Camino Real Encinitas, CA 92024 | Building (Non-Residential) | Finaled | 2024-07-24 | 1610 | interior tenant improvement for new dental clinic | Tenant Improvement | 2024-04-18 |  | 350000 |  | New Encinitas | 2025-04-30 | 2024-11-01 | 0 | Esteban Cisneros
BLDR-031373-2024 | 351 Via Andalusia Encinitas, CA 92024 | Building (Residential) | Finaled | 2024-07-24 | 350 | Harkov - pools spa | Pool | 2024-06-06 | 2024-10-22 | 80000 |  | New Encinitas | 2025-04-21 | 2024-10-22 | 0 | Esteban Cisneros
MEPR-031986-2024 | 1470 Ravean Ct Encinitas, CA 92024 | MEP (Residential) | Issued | 2024-07-24 | 0 | Energy Storage 4.8kW, (1) Sonnen | New Installation | 2024-07-23 |  | 20298 |  | Leucadia | 2025-04-28 | 2024-10-28 | 0 | Esteban Cisneros
MEPR-031848-2024 | 1191 Balour Dr Encinitas, CA 92024 | MEP (Residential) | Finaled | 2024-07-24 | 0 | Upgrade and relocate current 100AMP Panel to 200AMP 2 in 1. Overhead. | Alteration & Repair | 2024-07-17 | 2024-11-21 | 5000 |  | Old Encinitas | 2025-05-20 | 2024-11-21 | 0 | Esteban Cisneros
MEPR-031835-2024 | 582 Hygeia Ave Encinitas, CA 92024 | MEP (Residential) | Finaled | 2024-07-24 | 0 | SDGE to move gas meter approx 3-5 feet | Alteration & Repair | 2024-07-16 | 2024-10-18 | 2000 |  | Leucadia | 2025-04-16 | 2024-10-18 | 0 | Esteban Cisneros
MEPR-031989-2024 | 245 Meadow Vista Way Encinitas, CA 92024 | MEP (Residential) | Issued | 2024-07-25 | 0 | Solar PV system installation 4kW | Energy Efficiency | 2024-07-23 |  | 0 |  | New Encinitas | 2025-07-25 |  | 0 | Esteban Cisneros
BLDR-032000-2024 | 293 Via Tavira Encinitas, CA 92024 | Building (Residential) | Issued | 2024-07-25 | 2900 | Tile lift and Relay | ReRoof | 2024-07-24 |  | 26245 |  | New Encinitas | 2025-07-25 |  | 0 | Esteban Cisneros
MEPR-032007-2024 | 294 Neptune Ave Encinitas, CA 92024 | MEP (Residential) | Finaled | 2024-07-25 | 0 | 1. (15) CANADIAN SOLAR CS3N-390MS MODULES 2. (1) TESLA POWERWALL 3 BATTERY + INVERTER 3. (1) TESLA BACKUP SWITCH 4. (1) E-STOP SYSTEM RAPID SHUTDOWN SWITCH 5. 5.85 kW DC / 5.38 KW CEC AC SYSTEM SIZE | New Installation | 2024-07-24 | 2024-09-06 | 15250 |  | Old Encinitas | 2025-03-05 | 2024-09-06 | 0 | Nicole Spradlin
MEPR-031756-2024 | 363 Hillcrest Dr Encinitas, CA 92024 | MEP (Residential) | Finaled | 2024-07-25 | 0 | Tesla power wall 3 add on to existing solar | Alteration & Repair | 2024-07-11 | 2024-07-29 | 0 |  | Leucadia | 2025-01-27 | 2024-07-29 | 0 | Nicole Spradlin
MEPR-031145-2024 | 265 E Jason St Encinitas, CA 92024 | MEP (Residential) | Issued | 2024-07-25 | 0 | service panel upgrade to 200 amps | Service Change | 2024-05-15 |  | 5000 |  | Leucadia | 2025-03-04 | 2024-09-05 | 0 | Esteban Cisneros
MEPR-031885-2024 | 633 Brae Mar Ct Encinitas, CA 92024 | MEP (Residential) | Issued | 2024-07-25 | 0 | REPLACE FAU (100k BTU'S) - ATTIC, W/DUCT (5) | Alteration & Repair | 2024-07-18 |  | 9098.1 |  | Leucadia | 2025-07-25 |  | 0 | Esteban Cisneros
MEPR-032002-2024 | 603 S Willowspring Dr Encinitas, CA 92024 | MEP (Residential) | Issued | 2024-07-25 | 0 | REPLACE 50 GAL WATER HEATER | Water Heater | 2024-07-24 |  | 3600 |  | New Encinitas | 2025-01-27 | 2024-07-30 | 0 | Esteban Cisneros
MEPR-031890-2024 | 370 Calle De Adele Encinitas, CA 92024 | MEP (Residential) | Finaled | 2024-07-25 | 0 | REPLACE 3-ton A/C - LEFT SIDE YARD, REPLACE FAU (70k BTUs) - CLOSET | Alteration & Repair | 2024-07-19 | 2024-09-04 | 13000 |  | Old Encinitas | 2025-03-03 | 2024-09-04 | 0 | Nicole Spradlin
MEPR-031992-2024 | 561 N Vulcan Ave Encinitas, CA 92130 | MEP (Residential) | Issued | 2024-07-25 | 0 | INSTALLATION OF A 2.4DC kW(1.74AC kW) ROOF MOUNTED PHOTOVOLTAIC SYSTEM W/ 6 MODS AND 6 MICRO INV | Energy Efficiency | 2024-07-23 |  | 15000 |  | Inside City | 2025-07-25 |  | 0 | Esteban Cisneros
BLDR-030459-2024 | 178 Beechtree Dr Encinitas, CA 92024 | Building (Residential) | Finaled | 2024-07-25 | 288 | Non-habitable wood shed/structure located in the rear yard, conforming to 5ft setbacks and all zoning regulations. No electrical or plumbing needed | Temporary or Accessory Structure | 2024-03-21 | 2024-08-26 | 5000 |  | New Encinitas | 2025-02-24 | 2024-08-26 | 0 | Nicole Spradlin
MEPR-032015-2024 | 1038 Glen Arbor Dr Encinitas, CA 92024 | MEP (Residential) | Finaled | 2024-07-25 | 0 | ( EV Charger) 14/50 R Receptacle | Energy Efficiency | 2024-07-25 | 2024-08-09 | 1400 |  | New Encinitas | 2025-02-05 | 2024-08-09 | 0 | Nicole Spradlin
MEPR-032019-2024 | 1214 Cambria Way Encinitas, CA 92024 | MEP (Residential) | Finaled | 2024-07-25 | 0 | 50 GALLON WATER HEATER CHANGE OUT IN GARAGE LIKE FOR LIKE | Water Heater | 2024-07-25 | 2024-09-03 | 2981 |  | New Encinitas | 2025-02-26 | 2024-08-30 | 0 | Nicole Spradlin
MEPR-032005-2024 | 294 Neptune Ave Encinitas, CA 92024 | MEP (Residential) | Finaled | 2024-07-25 | 0 | 1. (15) CANADIAN SOLAR CS3N-390MS MODULES 2. (1) TESLA POWERWALL 3 BATTERY + INVERTER 3. (1) TESLA BACKUP SWITCH 4. (1) E-STOP SYSTEM RAPID SHUTDOWN SWITCH 5. 5.85 kW DC / 5.38 KW CEC AC SYSTEM SIZE | Energy Efficiency | 2024-07-24 | 2024-09-06 | 12530 |  | Old Encinitas | 2025-03-05 | 2024-09-06 | 0 | Nicole Spradlin
BLDR-030455-2024 | 1302 Bergamo Pl Unit: 104 Encinitas, CA 92024 | Building (Residential) | Issued | 2024-07-25 | 1308 | Phase 208: 6-Plex: Model Plan 9 Lot 1062 | New Construction | 2024-03-20 |  | 297775 | Fox Point Farms - Parent Project | Leucadia | 2025-06-23 | 2024-12-23 | 0 | Esteban Cisneros
BLDR-030458-2024 | 1302 Bergamo Pl Unit: 101 Encinitas, CA 92024 | Building (Residential) | Issued | 2024-07-25 | 1315 | Phase 208: 6-Plex: Model Plan 10 Lot 1065 | New Construction | 2024-03-20 |  | 304506 | Fox Point Farms - Parent Project | Leucadia | 2025-06-23 | 2024-12-23 | 0 | Esteban Cisneros
BLDR-030196-2024 | 1302 Bergamo Pl Unit: 201 Encinitas, CA 92024 | Building (Residential) | Issued | 2024-07-25 | 1021 | Phase 208: 6-Plex: Model Plan 7 Lot 1060 | New Construction | 2024-03-01 |  | 258318 | Fox Point Farms - Parent Project | Leucadia | 2025-06-23 | 2024-12-23 | 0 | Esteban Cisneros
BLDR-030454-2024 | 1302 Bergamo Pl Unit: 105 Encinitas, CA 92024 | Building (Residential) | Issued | 2024-07-25 | 940 | Phase 208: 6-Plex: Model Plan 6 Lot 1061 | New Construction | 2024-03-20 |  | 219585 | Fox Point Farms - Parent Project | Leucadia | 2025-06-23 | 2024-12-23 | 0 | Esteban Cisneros
BLDR-030457-2024 | 1302 Bergamo Pl Unit: 102 Encinitas, CA 92024 | Building (Residential) | Issued | 2024-07-25 | 1308 | Phase 208: 6-Plex: Model Plan 9 Lot 1064 | New Construction | 2024-03-20 |  | 297775 | Fox Point Farms - Parent Project | Leucadia | 2025-06-23 | 2024-12-23 | 0 | Esteban Cisneros
BLDR-030456-2024 | 1302 Bergamo Pl Unit: 103 Encinitas, CA 92024 | Building (Residential) | Issued | 2024-07-25 | 1172 | Phase 208: 6-Plex: Model Plan 8 Lot 1063 | New Construction | 2024-03-20 |  | 271137 | Fox Point Farms - Parent Project | Leucadia | 2025-06-23 | 2024-12-23 | 0 | Esteban Cisneros
BLDR-023367-2022 | 2568 Lone Jack Rd Encinitas, CA 92024 | Building (Residential) | Issued | 2024-07-26 | 800 | New detached pool house(s). 400 sq. ft. each Total: 800 sq. ft. | New Construction | 2022-12-13 |  | 200000 |  | Olivenhain | 2025-02-26 | 2024-08-30 | 0 | Esteban Cisneros
BLDR-031701-2024 | 1660 S El Camino Real Unit: 202 Encinitas, CA 92024 | Building (Residential) | Finaled | 2024-07-26 | 15 | Removing tub/shower. Installing new shower & valve. 15 SQ FT. Not moving or increasing diameter of drain. | Alteration & Repair | 2024-07-08 | 2024-08-07 | 14469 |  | New Encinitas | 2025-02-03 | 2024-08-07 | 0 | Nicole Spradlin
BLDR-031718-2024 | 1725 Deerfield Rd Encinitas, CA 92024 | Building (Residential) | Issued | 2024-07-26 | 30 | TWO BATHROOMS- PRIMARY: CHANGE EXISTING TUB/SHOWER TO A NEW SHOWER. NEW PAN (NEW VALVE, NEW KOHLER LUXSTONE WALLS, NEW SHOWER HEAD/HAND SHOWER, NEW GLASS SHOWER DOOR). INSTALL VENT FAN WITH HUMIDISTAT SWITCH. GUEST: CHANGE EXISTING WALK IN SHOWER TO A NEW TUB/SHOWER. NEW TUB (NEW VALVE, NEW KOHLER LUXSTONE WALLS, NEW SHOWER HEAD/HAND SHOWER, NEW GLASS SHOWER DOOR). INSTALL VENT FAN WITH HUMIDISTAT SWITCH. | Alteration & Repair | 2024-07-08 |  | 36361 |  | New Encinitas | 2025-02-18 | 2024-08-19 | 0 | Esteban Cisneros
BLDR-029758-2024 | 565 Faith Ave Cardiff-by-the-Sea, CA 92007 | Building (Residential) | Finaled | 2024-07-26 | 1355 | The existing single family residence received city citations for the site and residence to comply with city standards and submit an existing plan set. The site has revised the planting that was in violation and has noted per municipal code for the existing fencing. The plan set provides the existing residence for city approval. Reference case number: Code-005963-2023 | Alteration & Repair | 2024-01-29 | 2024-08-19 | 5000 |  | Cardiff-By-The-Sea | 2025-02-18 | 2024-08-19 | 0 | Nicole Spradlin
BLDR-030317-2024 | 974 Saxony Rd Encinitas, CA 92024 | Building (Residential) | Issued | 2024-07-26 | 447 | NEW SLIDING DOORS AT EAST WINDOWS NORTH SIDING AT WEST WALL NEW 447 SQ. FT. SYNTHETIC WOOD DECK ADDITION | Temporary or Accessory Structure | 2024-03-12 |  | 100000 |  | Leucadia | 2025-05-20 | 2024-11-21 | 0 | Esteban Cisneros
BLDR-031659-2024 | 1740 S El Camino Real Unit: 103 Encinitas, CA 92024 | Building (Residential) | Issued | 2024-07-26 | 46 | Complete remodel of the master bath to be done by Orange Restoration. Orange Restoration is a licensed, bonded and Insured restoration contractor in business for over 24 years. All work to be done is cosmetic. No framing, no rough plumbing or electrical. | Alteration & Repair | 2024-07-01 |  | 12500 |  | New Encinitas | 2025-06-16 | 2024-12-16 | 0 | Esteban Cisneros
BLDR-021858-2022 | 3637 Copper Crest Rd Encinitas, CA 92024 | Building (Residential) | Issued | 2024-07-26 | 2330 | Patio Demo, Adding 3 Structures | Temporary or Accessory Structure | 2022-08-20 |  | 80000 |  | Olivenhain | 2025-06-16 | 2024-12-18 | 0 | Esteban Cisneros
BLDC-028336-2023 | 485 S Coast Highway 101 Encinitas, CA 92024 | Building (Non-Residential) | Pending Payment | 2024-07-26 | 4592 | REVISE INTERIOR FINISHES | Alteration & Repair | 2023-10-11 |  | 10000 |  | Old Encinitas | 2025-07-26 |  | 159.6 | Esteban Cisneros
BLDR-031973-2024 | 577 Hygeia Ave Encinitas, CA 92024 | Building (Residential) | Finaled | 2024-07-29 | 1800 | Remove 2 layers of roofing and dispose of. Then install 7/16 OSB plywood over skip sheet roof. Then install 30lb. roofing paper as new underlayment. Then install GAF 50 year asphalt shingles over 30lb. paper with all new flashings and high definition ridge caps | ReRoof | 2024-07-23 | 2024-08-14 | 23887 |  | Leucadia | 2025-02-10 | 2024-08-14 | 0 | Nicole Spradlin
MEPR-031663-2024 | 1712 Greentree Rd Encinitas, CA 92024 | MEP (Residential) | Finaled | 2024-07-29 | 0 | 125 amp panel upgrade, single family residence | Alteration & Repair | 2024-07-02 | 2024-08-19 | 2000 |  | New Encinitas | 2025-02-18 | 2024-08-19 | 0 | Nicole Spradlin
MEPR-032012-2024 | 1043 Summer Holly Ln Encinitas, CA 92024 | MEP (Residential) | Issued | 2024-07-29 | 0 | **This is an emergency SDG&E lockout** Repair gas line to pool equipment Demo concrete Fuse 37LF of new gas line Repour concrete | Alteration & Repair | 2024-07-25 |  | 1000 |  | Olivenhain | 2025-01-27 | 2024-07-31 | 0 | Esteban Cisneros
MEPC-031828-2024 | 141 Chesterfield Ave Cardiff, CA 92024 | MEP (Non-Residential) | Finaled | 2024-07-29 | 0 | Remove/demo old main Service feed box and 3 service panels and Installing a 200amp 3-meter stack. | Service Change | 2024-07-16 | 2024-10-07 | 2000 |  | Cardiff-By-The-Sea | 2025-04-07 | 2024-10-07 | 0 | Esteban Cisneros
SIGN-031827-2024 | 264 N El Camino Real Unit: D Encinitas, CA 92024 | Sign | Finaled | 2024-07-29 | 17.33 | (1) Illuminated Wall Sign | Permanent | 2024-07-16 | 2024-09-20 | 3000 |  | New Encinitas | 2025-01-25 | 2024-09-20 | 0 | Nicole Spradlin
BLDC-029168-2023 | 1302 Encinitas Blvd Encinitas, CA 92024 | Building (Non-Residential) | Finaled | 2024-07-29 | 725 | ACCESSORY PERMIT OF THE EXISTING SERVICE TRASH ENCLOSURE, ROOF AND FRONT ENCLOSURE. (REQUIRED FROM PREVIOUS TESLA TENANT PERMIT REVISION BLDC-020126-2022) | Temporary or Accessory Structure | 2023-12-12 | 2024-09-30 | 3000 |  | New Encinitas | 2025-03-31 | 2024-09-30 | 0 | Esteban Cisneros
MEPR-031868-2024 | 2116 Valleydale Ln Encinitas, CA 92024 | MEP (Residential) | Issued | 2024-07-29 | 0 | Replace Heat Pump and Air Handler 18SEER2 | Alteration & Repair | 2024-07-18 |  | 16203 |  | New Encinitas | 2025-07-29 |  | 0 | Esteban Cisneros
MEPR-031965-2024 | 1885 Playa Riviera Dr Cardiff-by-the-Sea, CA 92007 | MEP (Residential) | Issued | 2024-07-29 | 0 | Replacing old Zynsco electric panel with new 200amp electric panel. Overhead service. | Alteration & Repair | 2024-07-23 |  | 0 |  | Cardiff-By-The-Sea | 2025-02-03 | 2024-08-05 | 0 | Esteban Cisneros
BLDR-031205-2024 | 1400 Vanessa Cir Encinitas, CA 92024 | Building (Residential) | Issued | 2024-07-29 | 499 | New construction of a 499 SF ADU | Accessory Dwelling Unit | 2024-05-21 |  | 149700 |  | New Encinitas | 2025-05-20 | 2024-11-21 | 0 | Esteban Cisneros
BLDR-030795-2024 | 801 Clark Ave Encinitas, CA 92024 | Building (Residential) | Issued | 2024-07-29 | 1170 | REMODEL AND 1,170 SQ FT ADDITION TO EXISTING SINGLE FAMILY HOME. NEW 385 SQ FT CONCRETE PATIO. | Addition | 2024-04-19 |  | 271240 |  | Leucadia | 2025-05-27 | 2024-11-26 | 0 | Esteban Cisneros
MEPR-031673-2024 | 1907 Montgomery Ave Cardiff-by-the-Sea, CA 92007 | MEP (Residential) | Issued | 2024-07-29 | 0 | Roof mounted PV installation with 8.61 kW DC/7.80 kW CEC-AC system size, new 1* enphase encharge battery 5kwh (separate permit required for battery) | New Installation | 2024-07-03 |  | 9000 |  | Cardiff-By-The-Sea | 2025-06-18 | 2024-12-20 | 0 | Esteban Cisneros
MEPR-032059-2024 | 417 Villa Blanca Ct Encinitas, CA 92024 | MEP (Residential) | Finaled | 2024-07-30 | 0 | Whole House Repipe with Copper | Alteration & Repair | 2024-07-29 | 2024-08-05 | 0 |  | Old Encinitas | 2025-02-03 | 2024-08-05 | 0 | Nicole Spradlin
MEPR-032072-2024 | 1400 Rubenstein Ave Cardiff-by-the-Sea, CA 92007 | MEP (Residential) | Finaled | 2024-07-30 | 0 | Replace Water Heater, Like for Like, Inside Garage | Water Heater | 2024-07-30 | 2024-08-05 | 0 |  | Cardiff-By-The-Sea | 2025-02-03 | 2024-08-05 | 0 | Nicole Spradlin
MEPR-032037-2024 | 916 Glen Arbor Dr Encinitas, CA 92024 | MEP (Residential) | Finaled | 2024-07-30 | 0 | Replace Water Heater, like for like, Inside Garage | Water Heater | 2024-07-26 | 2024-08-14 | 0 |  | New Encinitas | 2025-02-10 | 2024-08-14 | 0 | Nicole Spradlin
BLDR-031578-2024 | 1138 Sidonia St Encinitas, CA 92024 | Building (Residential) | Issued | 2024-07-30 | 1084 | pool and spa 498 sf 1084 sf concrete decking | Pool | 2024-06-25 |  | 65000 |  | Leucadia | 2025-07-30 |  | 0 | Esteban Cisneros
BLDR-032063-2024 | 829 Hymettus Ave Encinitas, CA 92024 | Building (Residential) | Finaled | 2024-07-30 | 3100 | Shingle reroof, tear off and install new GAF Timberline Shingles, ESR1475, Birchwood | ReRoof | 2024-07-29 | 2024-09-12 | 25110 |  | Leucadia | 2025-03-11 | 2024-09-12 | 0 | Nicole Spradlin
BLDR-029681-2024 | 925 N Vulcan Ave Encinitas, CA 92024 | Building (Residential) | Issued | 2024-07-30 | 80.5 | New 6' high pedestrian entry gate at existing building entry per the north 101 highway guidelines with a new 6' high (min. 50% net visible openings) fencing at existing driveway entry and parking area per the R20 build standards. | Alteration & Repair | 2024-01-23 |  | 15000 |  | Leucadia | 2025-05-12 | 2024-11-13 | 0 | Esteban Cisneros
BLDR-030857-2024 | 1067 Oceanic Dr Encinitas, CA 92024 | Building (Residential) | Finaled | 2024-07-30 | 1656 | Replace windows in rear bedroom to meet 44 inch height requirement for egress. | Alteration & Repair | 2024-04-23 | 2024-11-21 | 4450 |  | Old Encinitas | 2025-05-27 | 2024-11-25 | 0 | Esteban Cisneros
MEPR-031985-2024 | 1062 Valleyside Ln Encinitas, CA 92024 | MEP (Residential) | Issued | 2024-07-30 | 0 | Energy Storage 5kW, (1) Powerwall | New Installation | 2024-07-23 |  | 16950 |  | Olivenhain | 2025-06-30 | 2024-12-30 | 0 | Esteban Cisneros
MEPR-032069-2024 | 1411 Tennis Match Way Encinitas, CA 92024 | MEP (Residential) | Finaled | 2024-07-31 | 0 | Energy Storage 5kW, (1) Powerwall 3 | New Installation | 2024-07-29 | 2024-09-09 | 17725 |  | New Encinitas | 2025-03-10 | 2024-09-09 | 0 | Nicole Spradlin
MEPR-031686-2024 | 506 La Mesa Ave Encinitas, CA 92024 | MEP (Residential) | Issued | 2024-07-31 | 0 | 200 amp main panel upgrade | Alteration & Repair | 2024-07-03 |  | 0 |  | Old Encinitas | 2025-01-29 | 2024-08-02 | 0 | Esteban Cisneros
MEPR-032083-2024 | 659 Cornish Dr Encinitas, CA 92024 | MEP (Residential) | Issued | 2024-07-31 | 0 | 2 Solar batteries installation, 12 solar panels | New Installation | 2024-07-30 |  | 0 |  | Old Encinitas | 2025-04-23 | 2024-10-25 | 0 | Esteban Cisneros
MEPR-032082-2024 | 2375 Casa Hermosa Ct Encinitas, CA 92024 | MEP (Residential) | Issued | 2024-07-31 | 0 | Change out, like for like, split system in the same locations. No duct work. | Alteration & Repair | 2024-07-30 |  | 17350 |  | Olivenhain | 2025-07-31 |  | 0 | Esteban Cisneros
SIGN-031740-2024 | 335 S Coast Highway 101 Encinitas, CA 92024 | Sign | Issued | 2024-07-31 | 26 | CHANNEL LETTERS SIGN FRONT AND BACK LET | Permanent | 2024-07-09 |  | 2500 |  | Old Encinitas | 2025-01-27 |  | 0 | Esteban Cisneros
BLDM-027407-2023 | 145 S El Camino Real Encinitas, CA 92024 | Building (Mixed Use) | Finaled | 2024-07-31 | 40 | Add new standby generator with ancillary equipment to an existing cellular site in existing fully enclosed area. | New Construction | 2023-08-10 | 2024-10-04 | 20000 |  | New Encinitas | 2025-04-02 | 2024-10-04 | 0 | Esteban Cisneros
BLDR-031406-2024 | 1501 Livorno Pl Unit: 102 Encinitas, CA 92024 | Building (Residential) | Issued | 2024-07-31 | 1011 | Phase 304: 13-plex : Model Plan 13X - Lot 2051 | New Construction | 2024-06-10 |  | 216151 |  | Leucadia | 2025-07-02 | 2025-01-03 | 0 | Esteban Cisneros
BLDR-031388-2024 | 1501 Livorno Pl Unit: 207 Encinitas, CA 92024 | Building (Residential) | Issued | 2024-07-31 | 1180 | Phase 304: 13-plex : Model Plan 17X - Lot 2042 | New Construction | 2024-06-06 |  | 247024 |  | Leucadia | 2025-07-02 | 2025-01-03 | 0 | Esteban Cisneros
BLDR-031401-2024 | 1501 Livorno Pl Unit: 203 Encinitas, CA 92024 | Building (Residential) | Issued | 2024-07-31 | 1020 | Phase 304: 13-plex : Model Plan 14X - Lot 2046 | New Construction | 2024-06-10 |  | 221760 |  | Leucadia | 2025-07-02 | 2025-01-03 | 0 | Esteban Cisneros
BLDR-031402-2024 | 1501 Livorno Pl Unit: 202 Encinitas, CA 92024 | Building (Residential) | Issued | 2024-07-31 | 1015 | Phase 304: 13-plex : Model Plan 19 - Lot 2047 | New Construction | 2024-06-10 |  | 224191 |  | Leucadia | 2025-07-02 | 2025-01-03 | 0 | Esteban Cisneros
BLDR-031390-2024 | 1501 Livorno Pl Unit: 205 Encinitas, CA 92024 | Building (Residential) | Issued | 2024-07-31 | 1107 | Phase 304: 13-plex : Model Plan 16 - Lot 2044 | New Construction | 2024-06-06 |  | 235253 |  | Leucadia | 2025-07-02 | 2025-01-03 | 0 | Esteban Cisneros
BLDR-031389-2024 | 1501 Livorno Pl Unit: 206 Encinitas, CA 92024 | Building (Residential) | Issued | 2024-07-31 | 1180 | Phase 304: 13-plex : Model Plan 17X - Lot 2043 | New Construction | 2024-06-06 |  | 247024 |  | Leucadia | 2025-07-02 | 2025-01-03 | 0 | Esteban Cisneros
BLDR-030298-2024 | 1501 Livorno Pl Unit: 209 Encinitas, CA 92024 | Building (Residential) | Issued | 2024-07-31 | 1455 | Phase 304: 13-plex : Model Plan 18X - Lot 2040 | New Construction | 2024-03-11 |  | 284997 |  | Leucadia | 2025-07-02 | 2025-01-03 | 0 | Esteban Cisneros
BLDR-031408-2024 | 1501 Livorno Pl Unit: 101 Encinitas, CA 92024 | Building (Residential) | Issued | 2024-07-31 | 704 | Phase 304: 13-plex : Model Plan 11 - Lot 2052 | New Construction | 2024-06-10 |  | 174288 |  | Leucadia | 2025-07-02 | 2025-01-03 | 0 | Esteban Cisneros
BLDR-031404-2024 | 1501 Livorno Pl Unit: 104 Encinitas, CA 92024 | Building (Residential) | Issued | 2024-07-31 | 942 | Phase 304: 13-plex : Model Plan 12X - Lot 2049 | New Construction | 2024-06-10 |  | 205780 |  | Leucadia | 2025-07-02 | 2025-01-03 | 0 | Esteban Cisneros
BLDR-031391-2024 | 1501 Livorno Pl Unit: 204 Encinitas, CA 92024 | Building (Residential) | Issued | 2024-07-31 | 704 | Phase 304: 13-plex : Model Plan 11 - Lot 2045 | New Construction | 2024-06-06 |  | 174288 |  | Leucadia | 2025-07-02 | 2025-01-03 | 0 | Esteban Cisneros
BLDR-031405-2024 | 1501 Livorno Pl Unit: 103 Encinitas, CA 92024 | Building (Residential) | Issued | 2024-07-31 | 1201 | Phase 304: 13-plex : Model Plan 20 - Lot 2050 | New Construction | 2024-06-10 |  | 247736 |  | Leucadia | 2025-07-02 | 2025-01-03 | 0 | Esteban Cisneros
BLDR-031403-2024 | 1501 Livorno Pl Unit: 201 Encinitas, CA 92024 | Building (Residential) | Issued | 2024-07-31 | 975 | Phase 304: 13-plex : Model Plan 15X - Lot 2048 | New Construction | 2024-06-10 |  | 214231 |  | Leucadia | 2025-07-02 | 2025-01-03 | 0 | Esteban Cisneros
BLDR-031387-2024 | 1501 Livorno Pl Unit: 208 Encinitas, CA 92024 | Building (Residential) | Issued | 2024-07-31 | 1180 | Phase 304: 13-plex : Model Plan 17X - Lot 2041 | New Construction | 2024-06-06 |  | 247024 |  | Leucadia | 2025-07-02 | 2025-01-03 | 0 | Esteban Cisneros
MEPR-032076-2024 | 1354 Rubenstein Ave Cardiff-by-the-Sea, CA 92007 | MEP (Residential) | Issued | 2024-08-01 | 0 | install 2 new ducted mini splits | New Installation | 2024-07-30 |  | 0 |  | Cardiff-By-The-Sea | 2025-08-01 |  | 0 | Esteban Cisneros
BLDR-031192-2024 | 858 Hymettus Ave Encinitas, CA 92024 | Building (Residential) | Issued | 2024-08-01 | 1764 | New Pool and Spa | Pool | 2024-05-20 |  | 40000 |  | Leucadia | 2025-03-26 | 2024-09-27 | 0 | Esteban Cisneros
BLDR-032084-2024 |  | Building (Residential) | Withdrawn | 2024-08-01 | 1200 | ADU full re-roof, 12 squares, comp shingle | ReRoof | 2024-07-30 |  | 9802 |  | Olivenhain | 2025-08-01 |  | 0 | Nicole Spradlin
MEPR-032110-2024 | 429 Winsome Pl Encinitas, CA 92024 | MEP (Residential) | Finaled | 2024-08-01 | 0 | REPLACE 50 GAL WATER HEATER | Water Heater | 2024-08-01 | 2024-09-17 | 4663 |  | New Encinitas | 2025-03-17 | 2024-09-17 | 0 | Nicole Spradlin
BLDC-015062-2021 | 780 Garden View Ct Encinitas, CA 92024 | Building (Non-Residential) | Issued | 2024-08-01 | 200 | Modification to existing wireless telecommunications facility. Remove five (5) existing antennas, install nine (9) new antennas and six (6) RRUs | Tenant Improvement | 2021-04-08 |  | 40000 |  | New Encinitas | 2025-08-01 |  | 0 | Esteban Cisneros
MEPR-032101-2024 | 1246 Eolus Ave Encinitas, CA 92024 | MEP (Residential) | Finaled | 2024-08-05 | 0 | BATTERY - 2 ESS Battery , 1 Tesla Backup switch , 1 EDS . | Alteration & Repair | 2024-08-01 | 2024-08-20 | 82409 |  | Leucadia | 2025-02-18 | 2024-08-20 | 0 | Nicole Spradlin
SIGN-031916-2024 | 260 N El Camino Real Unit: A Encinitas, CA 92024 | Sign | Issued | 2024-08-05 | 14 | Illuminated Wall Sign | Permanent | 2024-07-20 |  | 4000 |  | New Encinitas | 2025-02-01 |  | 0 | Esteban Cisneros
MEPR-032091-2024 | 410 Villa Blanca Ct Encinitas, CA 92024 | MEP (Residential) | Issued | 2024-08-05 | 0 | REPLACE 5 TON AC UNIT ON RIGHT SIDE OF HOME. REPLACE 100K BTU FURNACE IN ATTIC 50% AFUE USING EXISTING R6 DUCTWORK | Alteration & Repair | 2024-07-31 |  | 16500 |  | Old Encinitas | 2025-08-05 |  | 0 | Esteban Cisneros
BLDR-032078-2024 | 744 Munevar Rd Cardiff-by-the-Sea, CA 92007 | Building (Residential) | Issued | 2024-08-05 | 2964 | Mechanically attach Duro-Guard EPS Crush-Fold Insulation over existing roof system. Mechanically attach one layer of Dark Gray Duro-Last, 50 mil PVC. Install All Required Flashings, Components and Eave details. Clean up all roofing related debris and leave the job site in a clean, neat, professional manner on a daily basis. | ReRoof | 2024-07-30 |  | 35282 |  | Cardiff-By-The-Sea | 2025-08-05 |  | 0 | Esteban Cisneros
MEPR-032106-2024 | 3182 Via De Caballo Encinitas, CA 92024 | MEP (Residential) | Finaled | 2024-08-05 | 0 | Installation of (1) Tesla Powerwall 3 with backup switch installed by SDG&E. | New Installation | 2024-08-01 | 2024-10-25 | 15500 |  | Olivenhain | 2025-04-23 | 2024-10-25 | 0 | Esteban Cisneros
BLDR-030921-2024 | 290 Sharp Pl Encinitas, CA 92024 | Building (Residential) | Issued | 2024-08-05 | 100 | partial retaining wall | Retaining Wall | 2024-04-28 |  | 5000 |  | New Encinitas | 2025-05-12 | 2024-11-13 | 0 | Esteban Cisneros
BLDR-030975-2024 | 1526 N Willowspring Dr Encinitas, CA 92024 | Building (Residential) | Issued | 2024-08-05 | 306 | REMODEL TO EXISTING 2,713 SQ FT TWO STORY, SINGLE FAMILY RESIDENCE. 185 SQ FT MAIN LEVEL ADDITION AND 121 SQ FT UPPER LEVEL ADDITION. RELATED SITE IMPROVEMENTS | Addition | 2024-05-01 |  | 400000 |  | Inside City | 2025-05-21 | 2024-11-22 | 0 | Esteban Cisneros
MEPR-032093-2024 | 322 A St Encinitas, CA 92024 | MEP (Residential) | Finaled | 2024-08-05 | 0 | REPLACE DUAL FUEL HEAT PUMP ON RIGHT SIDE 4 TON 17 SEER AND 80K BTU FURNACE IN GARAGE 80% AFUE USING EXISTING R6 DUCTWORK | Alteration & Repair | 2024-07-31 | 2024-12-12 | 15000 |  | Old Encinitas | 2025-06-10 | 2024-12-12 | 0 | Esteban Cisneros
BLDR-031372-2024 | 2135 Montgomery Ave Cardiff-by-the-Sea, CA 92007 | Building (Residential) | Finaled | 2024-08-05 | 0 | Urgent repair. Additionally, since it is a small footprint and an existing building the Geotech report is not required at this time. | Foundation Only | 2024-06-05 | 2024-10-11 | 9000 |  | Cardiff-By-The-Sea | 2025-04-09 | 2024-10-11 | 0 | Esteban Cisneros
MEPR-032136-2024 | 429 Winsome Pl Encinitas, CA 92024 | MEP (Residential) | Issued | 2024-08-06 | 0 | REPLACE 50-gallon WATER HEATER | Water Heater | 2024-08-05 |  | 4663 |  | New Encinitas | 2025-08-06 |  | 0 | Esteban Cisneros
BLDR-032132-2024 | 2738 Mackinnon Ranch Rd Cardiff-by-the-Sea, CA 92007 | Building (Residential) | Issued | 2024-08-06 | 1900 | Full Re-Roof Picture Frame 12 Sqrs Lift and Relay 7 Sqrs | ReRoof | 2024-08-05 |  | 16959 |  | Cardiff-By-The-Sea | 2025-08-06 |  | 0 | Esteban Cisneros
MEPR-032142-2024 | 356 Rosemary Ln Encinitas, CA 92024 | MEP (Residential) | Finaled | 2024-08-06 | 0 | Roof mount solar pv, 15.5 kW, 37 solar panels, 2 inverters | Energy Efficiency | 2024-08-05 | 2024-08-28 | 0 |  | Olivenhain | 2025-02-24 | 2024-08-28 | 0 | Nicole Spradlin
MEPR-032011-2024 | 1621 Abington Ln Encinitas, CA 92024 | MEP (Residential) | Withdrawn | 2024-08-06 | 0 | Replace water heater with tankless water heater. Remove existing water heater from under the kitchen sink cupboard and relocate a new tankless water heater to hall closet. | Water Heater | 2024-07-25 |  | 6000 |  | Inside City | 2025-08-06 |  | 0 | Nicole Spradlin
MEPR-032066-2024 | 2143 Via Tiempo Cardiff-by-the-Sea, CA 92007 | MEP (Residential) | Finaled | 2024-08-06 | 0 | We need to Relocate the existing above ground sauna to a new location due to code violation case number code-006386-2024. We would like to run a 240v 30amp circuit for the sauna and one 15amp circuit for the light/outlet. | Alteration & Repair | 2024-07-29 | 2024-09-04 | 0 |  | Cardiff-By-The-Sea | 2025-02-18 | 2024-08-22 | 0 | Nicole Spradlin
MEPR-032027-2024 | 2037 Freda Ln Cardiff-by-the-Sea, CA 92007 | MEP (Residential) | Finaled | 2024-08-06 | 0 | Replacing old panel for solar upgrade | Service Change | 2024-07-26 | 2024-09-20 | 2000 |  | Cardiff-By-The-Sea | 2025-03-19 | 2024-09-20 | 0 | Nicole Spradlin
BLDR-031001-2024 | 1053 Aloha Dr Encinitas, CA 92024 | Building (Residential) | Issued | 2024-08-06 | 94.73 | ADDITION OF NEW 94.73 SF BATH AND A NEW EXTERIOR WOOD DECK TO THE FRONT OF THE REAR HOUSE | Addition | 2024-05-02 |  | 28500 |  | Old Encinitas | 2025-06-10 | 2024-12-12 | 0 | Esteban Cisneros
BLDR-031370-2024 | 1701 Glasgow Ave Cardiff-by-the-Sea, CA 92007 | Building (Residential) | Issued | 2024-08-06 | 325 | 325 sf covered patio, replace HVAC system, electrical meter upgrade(REQUIRES SEPARATE TRADE PERMIT W/ WORKORDER), window replacement, install fireplace, replace portions of exiting CMU walls (less than 50%) of exterior building walls, convert garage window to door. | Addition | 2024-06-05 |  | 60000 |  | Cardiff-By-The-Sea | 2025-05-27 | 2024-11-27 | 0 | Esteban Cisneros
BLDC-030829-2024 | 1142 Bonita Dr Encinitas, CA 92024 | Building (Non-Residential) | Finaled | 2024-08-07 | 3 | â€¢ Contact dig alert after marking area with white paint. â€¢ Sawcut and breakout concrete around existing product spill container; 3' x 3' x 6" section of concrete. Photo attached. â€¢ Excavate 1.5' down to access product spill container for removal. â€¢ Install new product spill container approved by California Air Resources board under executive order VR-101. â€¢ Perform required Air Pollution Control District testing. â€¢ Perform required DEH testing. â€¢ Perform pre-backfill inspection (if required) â€¢ Existing backfill material to be used (3/4" self-compacting pea-gravel). â€¢ Cement area after installation. â€¢ Place system back in operation. | Temporary or Accessory Structure | 2024-04-22 | 2024-09-09 | 10000 |  | Old Encinitas | 2025-03-10 | 2024-09-09 | 0 | Nicole Spradlin
MEPR-031759-2024 | 826 Arden Dr Encinitas, CA 92024 | MEP (Residential) | Finaled | 2024-08-07 | 0 | 100amp 120/240v single phase 4 clip overhead temporary meter with a 100amp sub-panel attached. | Alteration & Repair | 2024-07-11 | 2024-09-09 | 2000 |  | Old Encinitas | 2025-03-10 | 2024-09-09 | 0 | Nicole Spradlin
SIGN-031946-2024 | 191 N El Camino Real Unit: 207 Encinitas, CA 92024 | Sign | Finaled | 2024-08-07 | 28.2 | Install (2) sets of 11 1/8" Channel Letters w/ 16 1/4" Channel letter logo | Permanent | 2024-07-22 | 2024-10-02 | 20000 |  | New Encinitas | 2025-02-03 | 2024-10-02 | 0 | Esteban Cisneros
BLDR-031919-2024 | 3671 Dove Hollow Rd Encinitas, CA 92024 | Building (Residential) | Issued | 2024-08-07 | 512 | remove existing pool and replace with new pool and spa 32x16 6' retaining wall - city standard | Pool | 2024-07-21 |  | 75000 |  | Olivenhain | 2025-04-30 | 2024-11-01 | 0 | Esteban Cisneros
BLDR-023060-2022 | 232 Delphinium St Encinitas, CA 92024 | Building (Residential) | Pending Payment | 2024-08-07 | 495 | Second story master suite addition and first floor remodel to accommodate second story | Addition | 2022-11-22 |  | 300000 | Norris Remodel & Addition | Old Encinitas | 2025-07-02 | 2025-01-03 | 0 | Esteban Cisneros
BLDR-029880-2024 | 863 Chelsea Ln Encinitas, CA 92024 | Building (Residential) | Issued | 2024-08-07 | 798 | New construction of an attached 798 sq. ft. ADU - the project valuation is 132,204 (the online system would not let me enter this number in the valuation section) 2147483647 | Accessory Dwelling Unit | 2024-02-06 |  | 132204 |  | Olivenhain | 2025-06-18 | 2024-12-20 | 0 | Esteban Cisneros
MEPR-032166-2024 | 329 Ocean View Ave Encinitas, CA 92024 | MEP (Residential) | Finaled | 2024-08-08 | 0 | replace ac and furnace | Alteration & Repair | 2024-08-07 | 2024-09-24 | 0 |  | Old Encinitas | 2025-03-24 | 2024-09-24 | 0 | Esteban Cisneros
BLDR-031584-2024 | 137 E D St Encinitas, CA 92024 | Building (Residential) | Finaled | 2024-08-08 | 0 | Low Level Electrical Outlet used for sprinkler system on exterior garage wall. New kitchen sink. New bathroom sink. Replaced all existing windows with new windows like for like. | Alteration & Repair | 2024-06-25 |  | 13000 |  | Old Encinitas | 2025-02-25 | 2024-08-29 | 0 | Nicole Spradlin
BLDR-032118-2024 | 1751 Eolus Ave Encinitas, CA 92024 | Building (Residential) | Issued | 2024-08-08 | 2700 | Remove existing shingles like for like and install new Owens Corning Summerwood Shingles | ReRoof | 2024-08-02 |  | 10000 |  | Leucadia | 2025-02-24 | 2024-08-28 | 0 | Esteban Cisneros
MEPR-032094-2024 | 1068 Wiegand St Encinitas, CA 92024 | MEP (Residential) | Issued | 2024-08-08 | 0 | REPLACE 3 AC' UNITS, 4 TON 17 SEER, 2 ON RIGHT SIDE AND 1 ON LEFT. USE EXISTING R6 DUCTWORK | Alteration & Repair | 2024-07-31 |  | 39000 |  | Olivenhain | 2025-08-08 |  | 0 | Esteban Cisneros
BLDR-030205-2024 | 1430 Caudor St Encinitas, CA 92024 | Building (Residential) | Issued | 2024-08-08 | 990 | PRADU - Detached DZN 2 Bedroom/2 Bathroom 990 SF | Accessory Dwelling Unit | 2024-03-04 |  | 225000 | The Klein Residence | Leucadia | 2025-08-08 |  | 0 | Esteban Cisneros
BLDR-032040-2024 | 266 Sierra Ridge Dr Encinitas, CA 92024 | Building (Residential) | Finaled | 2024-08-08 | 225.93 | Replacement of 9 windows and 1 sliding door in kind with no change to the size or location. | Alteration & Repair | 2024-07-26 | 2024-09-04 | 21166.77 |  | New Encinitas | 2025-03-03 | 2024-09-04 | 0 | Nicole Spradlin
BLDR-030969-2024 | 2207 Lagoon View Dr Cardiff-by-the-Sea, CA 92007 | Building (Residential) | Finaled | 2024-08-08 | 300 | Pergola, Garden Shed & BBQ Pit Gas Line (INSPECTOR TO VERIFY SETBACKS IN FIELD) | Temporary or Accessory Structure | 2024-05-01 | 2024-11-19 | 10000 |  | Cardiff-By-The-Sea | 2025-05-19 | 2024-11-19 | 0 | Esteban Cisneros
MEPR-032176-2024 | 940 Gardena Rd Encinitas, CA 92024 | MEP (Residential) | Issued | 2024-08-08 | 0 | REPLACE 40-gallon WATER HEATER - GARAGE | Water Heater | 2024-08-07 |  | 4493 |  | Old Encinitas | 2025-04-16 | 2024-10-18 | 0 | Esteban Cisneros
MEPR-032131-2024 | 2738 Mackinnon Ranch Rd Cardiff-by-the-Sea, CA 92007 | MEP (Residential) | Issued | 2024-08-09 | 0 | Energy Storage 10kW, (2) Powerwalls | New Installation | 2024-08-05 |  | 21490 |  | Cardiff-By-The-Sea | 2025-08-09 |  | 0 | Esteban Cisneros
MEPR-032174-2024 | 734 Stratford Dr Encinitas, CA 92024 | MEP (Residential) | Issued | 2024-08-09 | 0 | Sub Panel permit. Re Active Main Panel Upgrade Permit #026872 requires separate Sub Panel Permit. Per Inspector Will Yarbrough, I'm needing to secure a separate 2nd Sub-Panel Permit that will used to replace the legacy Sub-Panel in place. | Alteration & Repair | 2024-08-07 |  | 0 |  | Old Encinitas | 2025-08-09 |  | 0 | Esteban Cisneros
BLDR-027172-2023 | 152 Cerro St Encinitas, CA 92024 | Building (Residential) | Issued | 2024-08-09 | 1137 | ONE STORY DETACHED ACCESSORY DWELLING UNIT (ADU). THE ADU WILL BE A LONG RECTANGULAR SHAPE LOCATED IN THE SOUTHWEST REAR YARD THAT ALLOWS FOR A YARD AREA NORTH OF THE ADU. THE ADU WILL HAVE A GREAT ROOM, KITCHEN, LAUNDRY CLOSET, TWO BEDROOMS, TWO BATHROOMS, STORAGE LOFT AND A COVERED OUTDOOR LVING AREA. THE INTERIOR LIVING SPACE WILL HAVE HIGH SLOPED CEILINGS. THE ADU EXTERIOR WILL HAVE AN AESTHETIC THAT MATCHES THE EXISTING RESIDENCE. | Accessory Dwelling Unit | 2023-07-25 |  | 120225 |  | New Encinitas | 2025-08-09 |  | 0 | Esteban Cisneros
MEPR-031449-2024 | 955 Hymettus Ave Encinitas, CA 92024 | MEP (Residential) | Finaled | 2024-08-09 | 0 | 1 tankless water heater change out in garage like for like. | Water Heater | 2024-06-12 | 2024-08-27 | 9637.38 |  | Leucadia | 2025-02-24 | 2024-08-27 | 0 | Nicole Spradlin
MEPR-032138-2024 | 1555 Vivaldi St Cardiff-by-the-Sea, CA 92007 | MEP (Residential) | Issued | 2024-08-09 | 0 | REPLACE (2) 5-ton A/C - LEFT SIDE YARD, REPLACE FAU (90k BTUs) - ATTIC, REPLACE FAU (110k BTUs) - ATTIC | Alteration & Repair | 2024-08-05 |  | 30000 |  | Cardiff-By-The-Sea | 2025-03-10 | 2024-09-09 | 0 | Esteban Cisneros
BLDR-031521-2024 | 1368 Hymettus Ave Encinitas, CA 92024 | Building (Residential) | Issued | 2024-08-09 | 1715 | demo existing pool REPLACING WITH POOL/SPA/BAJA SHELF 38X18 (684 SF) 6â€™ MAX DEPTH SPA 7X7 (49SF) GAS LINE TO EXISTING FIRE PIT | Pool | 2024-06-19 |  | 75000 |  | Leucadia | 2025-05-05 | 2024-11-05 | 0 | Esteban Cisneros
BLDR-027069-2023 | 244 Leucadia Blvd Encinitas, CA 92024 | Building (Residential) | Finaled | 2024-08-09 | 177 | Previously built in 2018, Non-Dwelling, Accessory Structure to be moved approx. 1 ft. to south from side yard PL to 5ft. setback. | Temporary or Accessory Structure | 2023-07-17 | 2024-11-08 | 35000 |  | Leucadia | 2025-05-07 | 2024-11-08 | 0 | Esteban Cisneros
BLDR-031660-2024 | 1110 Sea Village Dr Cardiff-by-the-Sea, CA 92007 | Building (Residential) | Issued | 2024-08-09 | 755 | pool & spa | Pool | 2024-07-02 |  | 45000 |  | Cardiff-By-The-Sea | 2025-05-27 | 2024-11-27 | 0 | Esteban Cisneros
MEPC-031241-2024 | 218 N El Camino Real Encinitas, CA 92024 | MEP (Non-Residential) | Issued | 2024-08-09 | 0 | (3) 15 ton gas package units change out on roof like for like. | Alteration & Repair | 2024-05-24 |  | 24000 |  | New Encinitas | 2025-06-02 | 2024-12-03 | 0 | Esteban Cisneros
BLDR-031365-2024 | 477 Arden Dr Encinitas, CA 92024 | Building (Residential) | Finaled | 2024-08-09 | 100 | Patio Railing replace/repair ONLY | Alteration & Repair | 2024-06-05 | 2024-12-11 | 1950 |  | Old Encinitas | 2025-06-09 | 2024-12-11 | 0 | Esteban Cisneros
MEPR-032171-2024 | 2138 Montgomery Ave Cardiff-by-the-Sea, CA 92007 | MEP (Residential) | Finaled | 2024-08-09 | 0 | REPLACE FAU (48k BTUs) - GARAGE | Alteration & Repair | 2024-08-07 | 2024-12-11 | 13349.7 |  | Cardiff-By-The-Sea | 2025-06-09 | 2024-12-11 | 0 | Esteban Cisneros
BLDR-032153-2024 | 1022 Nardo Rd Encinitas, CA 92024 | Building (Residential) | Issued | 2024-08-09 | 2000 | Shingle Re-Roof, Tear off the existing roof system and haul away debris. Inspect roof for damaged wood. Damaged wood to be replaced and billed additional per Carpentry Rate Sheet. Install OC Titanium Peel and Stick in Valleys and Around Pipes. Install 2 Layers 15# Felt underlayment to the roofing surface. Install New Standard Pipe Flashings as required. Seal All Pipes and Flashings using an Exterior Grade Caulking. Paint to Match shingles. Install New Drip Edge Metal to the Entire Perimeter of roof. Color of edge metal to be Brown Install Step Flashing, Back Pan Metal, and Roof to Wall Flashing as required. Install New Vents to replace existing. Install architectural fiberglass shingles. Manufacturer to be Owens Corning. Type to be Owens Corning Tru Def Cool Shingles. Color to be Amber. Install High Definition Hip and Ridge Trim to match shingles. Clean up all roofing related debris and leave the job site in a Clean, Neat, Professional manner on a daily basis | ReRoof | 2024-08-06 |  | 16500 |  | Old Encinitas | 2025-08-09 |  | 0 | Esteban Cisneros
BLDR-032169-2024 | 225 Via Tavira Encinitas, CA 92024 | Building (Residential) | Issued | 2024-08-09 | 2201 | Lift & Relay â€¢ Lift tiles and stack on the roof. â€¢ Tear-off underlayment. â€¢ Inspect roof deck for damages. Replacement if needed â€¢ Inspect counter flashing. Replacement if needed â€¢ Remove and replace primary and secondaryflashing â€¢ Remove and replace drip edge. â€¢ Install one Oâ€™Hagin vent for every 150 sq-ft of attic space â€¢ Install double layer of 40-lbs polymer-modified asphalt underlayment. â€¢ Relay tiles. | ReRoof | 2024-08-07 |  | 19000 |  | New Encinitas | 2025-02-11 | 2024-08-15 | 0 | Esteban Cisneros
BLDR-031011-2024 | 129 Third St Encinitas, CA 92024 | Building (Residential) | Issued | 2024-08-09 | 52 | 52 sq ft Master Bedroom Addition Interior Remodel 1169 sq ft | Addition | 2024-05-03 |  | 175000 |  | Old Encinitas | 2025-08-09 |  | 0 | Esteban Cisneros
BLDR-030089-2024 | 178 W Glaucus St Encinitas, CA 92024 | Building (Residential) | Issued | 2024-08-09 | 784 | Remodel of an exisitng non-habitable pool room of a duplex into an attached ADU including new interior walls, windows, doors, electrical and plumbing. A new exterior access ramp from the new ADU. | Accessory Dwelling Unit | 2024-02-22 |  | 85000 | Cannan ADU | Leucadia | 2025-06-17 | 2024-12-19 | 0 | Esteban Cisneros
MEPR-032134-2024 | 3233 Wildflower Dr Encinitas, CA 92024 | MEP (Residential) | Finaled | 2024-08-12 | 0 | Energy Storage 4.8kW, (1) Sonnen | New Installation | 2024-08-05 | 2024-09-13 | 20235 |  | Olivenhain | 2025-03-12 | 2024-09-13 | 0 | Nicole Spradlin
BLDR-026292-2023 | 1310 Hygeia Ave Encinitas, CA 92024 | Building (Residential) | Under Review | 2024-08-12 | 2372 | 1st and 2nd story addition. Basement addition. Maintained over 50% existing walls | Addition | 2023-05-30 |  | 281532.8 |  | Leucadia | 2024-08-13 |  | 0 | Esteban Cisneros
MEPR-032216-2024 | 195 Grandview St Encinitas, CA 92024 | MEP (Residential) | Issued | 2024-08-12 | 0 | Replaced Gas Line | Alteration & Repair | 2024-08-12 |  | 0 |  | Leucadia | 2025-02-12 | 2024-08-16 | 0 | Esteban Cisneros
MEPR-032182-2024 | 3445 Via Monte Verde Encinitas, CA 92024 | MEP (Residential) | Issued | 2024-08-12 | 0 | Four ac and furnace replacements | New Installation | 2024-08-08 |  | 0 |  | Olivenhain | 2025-08-12 |  | 0 | Esteban Cisneros
MEPR-032137-2024 | 407 Via Ultimo Encinitas, CA 92024 | MEP (Residential) | Issued | 2024-08-12 | 0 | Like for like replacement of Heat Pump, replace attic accessible ductwork. | Alteration & Repair | 2024-08-05 |  | 6500 |  | New Encinitas | 2025-08-12 |  | 0 | Esteban Cisneros
MEPR-032164-2024 | 1435 Caminito Septimo Cardiff-by-the-Sea, CA 92007 | MEP (Residential) | Finaled | 2024-08-12 | 0 | Extend the waterline by approximately 7 linear feet. The extension will be routed from the current hose connection to the new shower head location. | Alteration & Repair | 2024-08-07 | 2024-08-28 | 1200 |  | Cardiff-By-The-Sea | 2025-02-24 | 2024-08-28 | 0 | Nicole Spradlin
MEPR-032161-2024 | 2143 Oxford Ave Cardiff-by-the-Sea, CA 92007 | MEP (Residential) | Finaled | 2024-08-12 | 0 | Temp power pole for construction of twin homes | Temporary Power Pole | 2024-08-06 | 2024-09-13 | 0 |  | Cardiff-By-The-Sea | 2025-03-12 | 2024-09-13 | 0 | Nicole Spradlin
MEPR-032133-2024 | 1721 Wilstone Ave Encinitas, CA 92024 | MEP (Residential) | Finaled | 2024-08-12 | 0 | Energy Storage 7.68kW, (2) Enphase | New Installation | 2024-08-05 | 2024-11-14 | 24999 |  | Leucadia | 2025-05-13 | 2024-11-14 | 0 | Esteban Cisneros
MEPR-032044-2024 | 1409 Avenida La Posta Encinitas, CA 92024 | MEP (Residential) | Issued | 2024-08-12 | 0 | Heat Pump Replacement | Alteration & Repair | 2024-07-26 |  | 0 |  | New Encinitas | 2025-08-12 |  | 0 | Esteban Cisneros
MEPR-032130-2024 | 2738 Mackinnon Ranch Rd Cardiff-by-the-Sea, CA 92007 | MEP (Residential) | Issued | 2024-08-12 | 0 | Roof Top PV 7.20kW, (16) Solar Modules, (7) Solar Shutdown Devices. | Energy Efficiency | 2024-08-05 |  | 38209 |  | Cardiff-By-The-Sea | 2025-08-12 |  | 0 | Esteban Cisneros
BLDR-032047-2024 | 1068 Arden Dr Encinitas, CA 92024 | Building (Residential) | Finaled | 2024-08-13 | 3800 | Remove all existing layers & haul away. Replace wood rot. Supply & install Timberline HDZ RS asphalt composite shingle roof system by GAF. Class A ESR-1475 | ReRoof | 2024-07-28 | 2024-08-27 | 21515 |  | Old Encinitas | 2025-02-24 | 2024-08-27 | 0 | Nicole Spradlin
MEPR-032238-2024 | 550 Shanas Ln Encinitas, CA 92024 | MEP (Residential) | Issued | 2024-08-13 | 0 | Replace water heater, like for like, inside garage | Water Heater | 2024-08-13 |  | 0 |  | New Encinitas | 2025-03-03 | 2024-09-04 | 0 | Esteban Cisneros
MEPR-032185-2024 | 1845 Willowhaven Rd Encinitas, CA 92024 | MEP (Residential) | Finaled | 2024-08-13 | 0 | Heat Pump and Furnace Replacement | New Installation | 2024-08-08 | 2024-09-19 | 0 |  | New Encinitas | 2025-03-18 | 2024-09-19 | 0 | Nicole Spradlin
BLDR-032193-2024 | 722 Summersong Ln Encinitas, CA 92024 | Building (Residential) | Finaled | 2024-08-13 | 2200 | Tile Lift and lay Using two layers of 40 lb. felt | ReRoof | 2024-08-08 | 2024-08-22 | 13500 |  | New Encinitas | 2025-02-18 | 2024-08-22 | 0 | Nicole Spradlin
MEPR-032215-2024 | 1810 Belle Grove Rd Encinitas, CA 92024 | MEP (Residential) | Finaled | 2024-08-13 | 0 | Replace water heater, like for like, inside garage | Water Heater | 2024-08-12 | 2024-10-10 | 0 |  | New Encinitas | 2025-04-08 | 2024-10-10 | 0 | Esteban Cisneros
MEPR-032221-2024 | 1952 Park Crest Dr Cardiff-by-the-Sea, CA 92007 | MEP (Residential) | Finaled | 2024-08-13 | 0 | Replace water heater, like for like, inside garage | Water Heater | 2024-08-12 | 2024-08-19 | 0 |  | Cardiff-By-The-Sea | 2025-02-18 | 2024-08-19 | 0 | Nicole Spradlin
MEPR-032227-2024 | 348 Orwell Ln Encinitas, CA 92024 | MEP (Residential) | Issued | 2024-08-13 | 0 | REPLACE 50-gallon WATER HEATER - GARAGE | Water Heater | 2024-08-12 |  | 5600 |  | New Encinitas | 2025-08-13 |  | 0 | Esteban Cisneros
MEPR-032170-2024 | 1288 Orchard Glen Cir Encinitas, CA 92024 | MEP (Residential) | Finaled | 2024-08-13 | 0 | install heat pump, furnace, and ductwork | New Installation | 2024-08-07 | 2024-10-28 | 0 |  | New Encinitas | 2025-04-28 | 2024-10-28 | 0 | Esteban Cisneros
MEPR-032228-2024 | 584 Neptune Ave Encinitas, CA 92024 | MEP (Residential) | Issued | 2024-08-14 | 0 | REPLACE FURNACE UNDERHOUSE. 88K BTU'S 96% AFUE | Alteration & Repair | 2024-08-12 |  | 12000 |  | Leucadia | 2025-08-14 |  | 0 | Esteban Cisneros
BLDR-031861-2024 | 1207 Crest Dr Encinitas, CA 92024 | Building (Residential) | Issued | 2024-08-14 | 495 | Shotcrete Pool and Spa Combo | Pool | 2024-07-17 |  | 100000 |  | Cardiff-By-The-Sea | 2025-08-14 | 2024-08-22 | 0 | Esteban Cisneros
BLDR-032217-2024 | 716 Orpheus Ave Encinitas, CA 92024 | Building (Residential) | Finaled | 2024-08-14 | 4800 | TEAR OFF EXISTING COMPOSTION SHINGLE AND INSTALL NEW COMPOSITION SHINGLE | ReRoof | 2024-08-12 | 2024-09-09 | 55181 |  | Leucadia | 2025-03-05 | 2024-09-06 | 0 | Nicole Spradlin
SIGN-032097-2024 | Intersection: Coast Highway 101 and Encinitas Blvd Encinitas, CA 92024 | Sign | Expired | 2024-08-14 | 18 | Taste of Encinitas event banner for August 27th event | Temporary | 2024-07-31 |  | 0 |  | Old Encinitas | 2024-08-26 |  | 0 | Maile Luther
BLDR-032062-2024 | 1734 Belle Meade Rd Encinitas, CA 92024 | Building (Residential) | Issued | 2024-08-14 | 7290 | Remove existing tiles and save for re-use. Install two layers of 40lbs underlayment. Install new galvanized flashings as required. | ReRoof | 2024-07-29 |  | 65970 |  | New Encinitas | 2025-08-14 |  | 0 | Esteban Cisneros
MEPR-032043-2024 | 2214 Cambridge Ave Cardiff-by-the-Sea, CA 92007 | MEP (Residential) | Issued | 2024-08-14 | 0 | REPLACE 50-gallon WATER HEATER - BASEMENT | Water Heater | 2024-07-26 |  | 4361 |  | Cardiff-By-The-Sea | 2025-08-14 |  | 0 | Esteban Cisneros
MEPR-032120-2024 | 2151 Cambridge Ave Cardiff-by-the-Sea, CA 92007 | MEP (Residential) | Finaled | 2024-08-14 | 0 | To install a 110V electrical extension to support the operation of a water feature. Scope Details: Electrical Extension: Type: 110V electrical extension Length: 18 linear feet | Alteration & Repair | 2024-08-02 | 2024-10-21 | 1000 |  | Cardiff-By-The-Sea | 2025-04-21 | 2024-10-21 | 0 | Esteban Cisneros
MEPR-032246-2024 | 1141 Balour Dr Encinitas, CA 92024 | MEP (Residential) | Issued | 2024-08-14 | 0 | Upgrade electric panel | Service Change | 2024-08-13 |  | 0 |  | Old Encinitas | 2025-06-02 | 2024-12-03 | 0 | Esteban Cisneros
BLDR-031021-2024 | 2364 Carolyn Pl Encintias, CA 92024 | Building (Residential) | Pending Payment | 2024-08-14 | 627 | New ADU garage conversion | Accessory Dwelling Unit | 2024-05-05 |  | 154924 |  | Olivenhain | 2025-06-04 | 2024-12-06 | 159.6 | Esteban Cisneros
BLDC-029627-2024 | 102 Leucadia Blvd Encinitas, CA 92024 | Building (Non-Residential) | Issued | 2024-08-14 | 1000 | Remove & replace canopy, footings, drive slab, islands & UDC's at existing gas station. | Alteration & Repair | 2024-01-19 |  | 100000 |  | Leucadia | 2025-08-14 |  | 0 | Esteban Cisneros
BLDR-032214-2024 | 1707 Kellington Pl Encinitas, CA 92024 | Building (Residential) | Issued | 2024-08-14 | 676 | Remove existing tiles and save for re-use. Install (2) Layers 40lb Modified UDLÂ underlayment to the roofing surface.Â Install New Double Pipe Flashings and Vents to replace existing. Install SoliteÂ or Mortar Weather Blocking at all headwall, ridge, and hip details. Clean up all roofing related debris and leave the job site in a Clean, Neat, Professional manner on a daily basis. | ReRoof | 2024-08-12 |  | 8230 |  | New Encinitas | 2025-08-14 |  | 0 | Esteban Cisneros
MEPR-032196-2024 | 581 Melba Rd Encinitas, CA 92024 | MEP (Residential) | Issued | 2024-08-14 | 0 | Add House Panel to Duplex for Common Areas Power and Lighting. ADU is being applied for under separate permit to make it a 3 unit building. The 4 Meter Service in already underMEP permit. So this is just the subpanel and circuits. | New Installation | 2024-08-09 |  | 10000 |  | Old Encinitas | 2025-08-14 |  | 0 | Esteban Cisneros
BLDR-020020-2022 | 155 Quail Gardens Dr Encinitas, CA 92024 | Building (Residential) | Issued | 2024-08-14 | 150990 | Building permit application for "Sunshine Gardens" Housing Element project (140 residential units). | New Construction | 2022-04-11 |  | 36000000 | Sunshine Gardens | Old Encinitas | 2025-07-02 | 2025-01-03 | 1571635.8 | Esteban Cisneros
BLDR-032051-2024 | 311 Via Almansa Encinitas, CA 92024 | Building (Residential) | Finaled | 2024-08-15 | 0 | Remove & dispose off existing roofing material, install new roof, re-flash pipes, vent to code. | ReRoof | 2024-07-29 | 2024-10-04 | 30000 |  | New Encinitas | 2025-04-02 | 2024-10-04 | 0 | Esteban Cisneros
MEPR-032281-2024 | 926 Passiflora Ave Encinitas, CA 92024 | MEP (Residential) | Finaled | 2024-08-15 | 0 | Emergency SDGE power booted, need power restored | Alteration & Repair | 2024-08-15 | 2024-08-19 | 4500 |  | Inside City | 2025-02-18 | 2024-08-19 | 0 | Nicole Spradlin
MEPR-032100-2024 | 1246 Eolus Ave Encinitas, CA 92024 | MEP (Residential) | Finaled | 2024-08-15 | 0 | SOLAR - 17.220 kW , 42 solar modules , 2 INTEGRATED INVERTER | Energy Efficiency | 2024-08-01 | 2024-08-20 | 82409 |  | Leucadia | 2025-02-18 | 2024-08-20 | 0 | Nicole Spradlin
MEPR-032235-2024 | 1423 Peachwood Dr Encinitas, CA 92024 | MEP (Residential) | Finaled | 2024-08-15 | 0 | Roof mounted 4.68KW PV System | Energy Efficiency | 2024-08-13 | 2024-08-28 | 0 |  | New Encinitas | 2025-02-24 | 2024-08-28 | 0 | Nicole Spradlin
MEPR-032167-2024 | 271 Turner Ave Encinitas, CA 92024 | MEP (Residential) | Finaled | 2024-08-15 | 0 | SOLAR - 14 solar modules , 1 integrated inverter . | Energy Efficiency | 2024-08-07 | 2024-09-06 | 45482 |  | New Encinitas | 2025-03-05 | 2024-09-06 | 0 | Nicole Spradlin
MEPR-032168-2024 | 271 Turner Ave Encinitas, CA 92024 | MEP (Residential) | Issued | 2024-08-15 | 0 | BATTERY - 1 TESLA POWERWALL 3 WITH 11.5KW INTEGRATED INVERTER(240V) , 1 TESLA BACKUP SWITCH , 1 EDS | Alteration & Repair | 2024-08-07 |  | 45482 |  | New Encinitas | 2025-03-05 | 2024-09-06 | 0 | Esteban Cisneros
MEPR-031920-2024 | 545 Ocean View Ave Encinitas, CA 92024 | MEP (Residential) | Issued | 2024-08-15 | 0 | TANK TO TANKLESS WATER HEATER REPLACEMENT | Water Heater | 2024-07-22 |  | 7895 |  | Leucadia | 2025-08-15 |  | 0 | Esteban Cisneros
MEPR-032236-2024 | 1423 Peachwood Dr Encinitas, CA 92024 | MEP (Residential) | Finaled | 2024-08-15 | 0 | 13.5 KWH Energy Storage System | New Installation | 2024-08-13 | 2024-08-28 | 0 |  | New Encinitas | 2025-02-24 | 2024-08-28 | 0 | Nicole Spradlin
MEPR-032239-2024 | 1549 Valleda Ln Encinitas, CA 92024 | MEP (Residential) | Finaled | 2024-08-15 | 0 | Furnace and heat pump replacement | New Installation | 2024-08-13 | 2024-12-05 | 19950 |  | New Encinitas | 2025-06-03 | 2024-12-05 | 0 | Esteban Cisneros
BLDR-031597-2024 | 304 Liszt Ave Unit: A Cardiff-by-the-Sea, CA 92007 | Building (Residential) | Issued | 2024-08-19 | 10 | turn office space into bedroom designation after adding a closet | Alteration & Repair | 2024-06-26 |  | 500 |  | Cardiff-By-The-Sea | 2025-08-19 |  | 0 | Esteban Cisneros
MEPR-031786-2024 | 4310 Manchester Ave Encinitas, CA 92024 | MEP (Residential) | Issued | 2024-08-19 | 0 | 400A MPU | Service Change | 2024-07-12 |  | 0 |  | Olivenhain | 2025-03-10 | 2024-09-11 | 0 | Esteban Cisneros
BLDR-032245-2024 | 1117 Arcadia Rd Encinitas, CA 92024 | Building (Residential) | Finaled | 2024-08-19 | 1700 | Remove and install 17sqs of new shingles | ReRoof | 2024-08-13 | 2024-09-12 | 15778 |  | Old Encinitas | 2025-03-11 | 2024-09-12 | 0 | Nicole Spradlin
MEPR-032141-2024 | 356 Rosemary Ln Encinitas, CA 92024 | MEP (Residential) | Finaled | 2024-08-19 | 0 | Battery Permit: (2) Tesla Powerwall 3, 27 kWh energy storage PV on separate permit: Roof mount solar pv and ess. 15.5 kW, (37) solar panels, | Alteration & Repair | 2024-08-05 | 2024-08-28 | 0 |  | Olivenhain | 2025-02-24 | 2024-08-28 | 0 | Nicole Spradlin
BLDR-029850-2024 | 2815 Santa Fe Vista Ct Encinitas, CA 92024 | Building (Residential) | Issued | 2024-08-19 | 150 | HELICAL PILE INSTALLATION ARE VOLUNTARILY TO PREVENT FURTHER SETTLEMENT OF THE STRUCTURE. THE PILE INSTALLATION DO NOT AFFECT THE EXTERIOR APPEARANCE OF THE STRUCTURE. THE SPECIFIC AREA OF THE RESIDENCE INTENDED FOR UNDERPINNING AND RE-LEVELING INCLUDES THE SOUTHWEST AND SOUTHEAST WALLS OF RESIDENCE | Alteration & Repair | 2024-02-05 |  | 101849 |  | Olivenhain | 2025-03-12 | 2024-09-13 | 0 | Esteban Cisneros
BLDR-032247-2024 | 236 La Mesa Ave Encinitas, CA 92024 | Building (Residential) | Finaled | 2024-08-19 | 1100 | Remove and install 11sqs of new shingles | ReRoof | 2024-08-13 | 2024-10-03 | 8477 |  | Old Encinitas | 2025-04-01 | 2024-10-03 | 0 | Esteban Cisneros
BLDR-032194-2024 | 724 Summersong Ln Encinitas, CA 92024 | Building (Residential) | Finaled | 2024-08-19 | 2200 | Tile Lift and lay | ReRoof | 2024-08-08 | 2024-08-22 | 13500 |  | New Encinitas | 2025-02-18 | 2024-08-22 | 0 | Nicole Spradlin
BLDR-031760-2024 | 1604 Clearwater Pl Encinitas, CA 92024 | Building (Residential) | Finaled | 2024-08-19 | 12 | REPLACE EXISTING TUB WITH NEW SHOWER PAN | Alteration & Repair | 2024-07-11 | 2024-11-01 | 4000 |  | New Encinitas | 2025-04-30 | 2024-11-01 | 0 | Esteban Cisneros
BLDR-029083-2023 | 1729 Tattenham Rd Encinitas, CA 92024 | Building (Residential) | Issued | 2024-08-19 | 172 | Expansion of and existing 2nd floor balcony-deck | Addition | 2023-12-05 |  | 10000 |  | Leucadia | 2025-04-23 | 2024-10-25 | 0 | Esteban Cisneros
BLDR-028745-2023 | 1004 Hymettus Ave Encinitas, CA 92024 | Building (Residential) | Issued | 2024-08-19 | 998 | NEW ACCESSORY DWELLING UNIT (A.D.U) W/ GREEN ROOF ( home is on septic) | Accessory Dwelling Unit | 2023-11-09 |  | 600000 |  | Leucadia | 2025-08-19 |  | 0 | Esteban Cisneros
BLDR-024612-2023 | 1047 Guadalajara Dr Encinitas, CA 92024 | Building (Residential) | Finaled | 2024-08-19 | 280 | 280 sq ft JADU built within footprint of existing main Dwelling | Accessory Dwelling Unit | 2023-03-03 | 2024-12-12 | 25000 |  | Old Encinitas | 2025-06-10 | 2024-12-12 | 0 | Esteban Cisneros
MEPR-032346-2024 | 1853 Willowhaven Rd Encinitas, CA 92024 | MEP (Residential) | Issued | 2024-08-20 | 0 | REPLACE WATER HEATER | Water Heater | 2024-08-20 |  | 0 |  | New Encinitas | 2025-08-20 |  | 0 | Esteban Cisneros
BLDR-032233-2024 | 1872 Avenida Josefa Encinitas, CA 92024 | Building (Residential) | Finaled | 2024-08-20 | 0 | bathroom: shower stay in kind. Remove and replace shower pan tile, hot mop, shower head and valve, 1 fan, 1 recessed light, 1 GFCI, and vanity with 1 sink and faucet. | Alteration & Repair | 2024-08-12 | 2024-09-23 | 5400 |  | New Encinitas | 2025-03-24 | 2024-09-23 | 0 | Esteban Cisneros
MEPR-032340-2024 | 802 Arden Dr Encinitas, CA 92024 | MEP (Residential) | Issued | 2024-08-20 | 0 | Â· (21) CANADIAN SOLAR CS3R-390MS MODULES Â· (8) TESLA MCI'S Â· (1) TESLA GATEWAY 2 Â· (1) TESLA POWERWALL 3 INVERTER / BATTERY Â· (1) RAPID SHUTDOWN DEVICE Â· (1) 200A FUSED DISCONNECT Â· 8.19 kW DC / 7.53 KW CEC AC SYSTEM SIZE | Energy Efficiency | 2024-08-20 |  | 23100 |  | Old Encinitas | 2025-08-20 |  | 0 | Esteban Cisneros
MEPR-032299-2024 | 716 Orpheus Ave Encinitas, CA 92024 | MEP (Residential) | Finaled | 2024-08-20 | 0 | Install 38 solar panels 425watt, 16kw DC rated system | Energy Efficiency | 2024-08-16 | 2024-09-16 | 41182.5 |  | Leucadia | 2025-03-12 | 2024-09-13 | 0 | Nicole Spradlin
BLDR-032266-2024 | 359 Sprucewood Dr Encinitas, CA 92024 | Building (Residential) | Issued | 2024-08-20 | 2500 | Remove existing 1 layer shingles, install new shingles assembly | ReRoof | 2024-08-14 |  | 19125 |  | New Encinitas | 2025-08-20 |  | 0 | Esteban Cisneros
BLDR-032061-2024 | 1853 Pleasantdale Dr Encinitas, CA 92024 | Building (Residential) | Issued | 2024-08-20 | 1352 | Remove existing tiles and save for re-use. Install two layers of 40lbs underlayment. Install new galvanized flashings as required. | ReRoof | 2024-07-29 |  | 13870 |  | New Encinitas | 2025-08-20 |  | 0 | Esteban Cisneros
SIGN-032157-2024 | 145 S El Camino Real Encinitas, CA 92024 | Sign | Expired | 2024-08-20 | 24 | Installation of 4'x6' vinyl banner in landscape area using t-posts. | Temporary | 2024-08-06 |  | 100 |  | New Encinitas | 2024-10-17 |  | 0 | Maile Luther
BLDR-031233-2024 | 798 Fieldstone Ln Encinitas, CA 92024 | Building (Residential) | Issued | 2024-08-20 | 375 | new pool installation | Pool | 2024-05-23 |  | 75000 |  | New Encinitas | 2025-05-05 | 2024-11-04 | 0 | Esteban Cisneros
MEPR-032314-2024 | 1350 Neptune Ave Encinitas, CA 92024 | MEP (Residential) | Finaled | 2024-08-20 | 0 | TANKLESS water heater change out like for like. in garage. | Water Heater | 2024-08-19 | 2024-11-07 | 33000 |  | Leucadia | 2025-05-05 | 2024-11-06 | 0 | Esteban Cisneros
MEPR-032268-2024 | 2520 Fifth St Encinitas, CA 92024 | MEP (Residential) | Finaled | 2024-08-20 | 0 | CHANGE OUT, LIKE FOR LIKE, SPLIT SYSTEM (AC & FURNACE) IN THE SAME LOCATIONS. NO DUCT WORK. | Alteration & Repair | 2024-08-14 | 2024-10-24 | 19201 |  | Olivenhain | 2025-04-22 | 2024-10-24 | 0 | Esteban Cisneros
BLDR-032291-2024 | 1653 Clearwater Pl Encinitas, CA 92024 | Building (Residential) | Finaled | 2024-08-20 | 1900 | Reroof. Remove existing roofing. Reroof using conventional weight Eagle Ponderosa Concrete tile. | ReRoof | 2024-08-16 | 2024-11-01 | 25164 |  | New Encinitas | 2025-06-02 | 2024-12-02 | 0 | Esteban Cisneros
BLDR-031863-2024 | 2056 Wandering Rd Encinitas, CA 92024 | Building (Residential) | Finaled | 2024-08-20 | 78 | ADDITION TO THE REAR OF THE HOUSE BY THE KITCHEN AREA. 24 S.F. NEW DEN 172 S.F. EXISTING WORKSHOP TO BE CONVERTED INTO BATHROOM PER PLAN. 54.00 S.F. | Addition | 2024-07-18 | 2024-11-21 | 23400 |  | New Encinitas | 2025-05-19 | 2024-11-21 | 0 | Esteban Cisneros
MEPR-032288-2024 | 116 Honeycomb Ct Encinitas, CA 92024 | MEP (Residential) | Issued | 2024-08-21 | 0 | replace furnace | Alteration & Repair | 2024-08-16 |  | 0 |  | New Encinitas | 2025-08-21 |  | 0 | Esteban Cisneros
MEPR-032241-2024 | 2036 Coolngreen Way Encinitas, CA 92024 | MEP (Residential) | Issued | 2024-08-21 | 0 | ADDING A 3 TON 17 SEER HEAT PUMP TO RIGHT SIDE OF HOME. AC READY | New Installation | 2024-08-13 |  | 11200 |  | New Encinitas | 2025-08-21 |  | 0 | Esteban Cisneros
BLDR-031037-2024 | 1429 Trabert Ranch Rd Encinitas, CA 92024 | Building (Residential) | Issued | 2024-08-21 | 3817 | Remodel of existing 2 story stucture to include new stucco over siding, pool refinishing and interior remodel of floors, doors, fixtures, windows in existing openings, and appliances | Alteration & Repair | 2024-05-06 |  | 80000 |  | Olivenhain | 2025-03-10 | 2024-09-11 | 0 | Esteban Cisneros
MEPR-032334-2024 | 433 Village Run E Encinitas, CA 92024 | MEP (Residential) | Issued | 2024-08-21 | 0 | 27 KWH Energy Storage System | Alteration & Repair | 2024-08-20 |  | 0 |  | New Encinitas | 2025-08-21 |  | 0 | Esteban Cisneros
MEPR-032341-2024 | 802 Arden Dr Encinitas, CA 92024 | MEP (Residential) | Issued | 2024-08-21 | 0 | Â· (21) CANADIAN SOLAR CS3R-390MS MODULES Â· (8) TESLA MCI'S Â· (1) TESLA GATEWAY 2 Â· (1) TESLA POWERWALL 3 INVERTER / BATTERY Â· (1) RAPID SHUTDOWN DEVICE Â· (1) 200A FUSED DISCONNECT Â· 8.19 kW DC / 7.53 KW CEC AC SYSTEM SIZE | New Installation | 2024-08-20 |  | 20250 |  | Old Encinitas | 2025-08-21 |  | 0 | Esteban Cisneros
MEPR-032305-2024 | 2004 Bulrush Ln Cardiff-by-the-Sea, CA 92007 | MEP (Residential) | Issued | 2024-08-21 | 0 | (7.80) KW DC RATED PV ARRAY (20) CANADIAN SOLAR CS6R-390MS-HL (BLK) SOLAR MODULES (1) TESLA INVERTER 1707000-XX-Y (ENERGY STORAGE SYSTEM REQUIRES SEPARATE PERMIT) | Energy Efficiency | 2024-08-18 |  | 37000 |  | Cardiff-By-The-Sea | 2025-08-21 |  | 0 | Esteban Cisneros
MEPR-031976-2024 | 433 Village Run E Encinitas, CA 92024 | MEP (Residential) | Issued | 2024-08-21 | 0 | Whole Home Backup | Alteration & Repair | 2024-07-23 |  | 0 |  | New Encinitas | 2025-08-21 |  | 0 | Esteban Cisneros
MEPR-032262-2024 | 860 Eolus Ave Encinitas, CA 92024 | MEP (Residential) | Finaled | 2024-08-21 | 0 | Replace damaged Existing meter pole and panel | Alteration & Repair | 2024-08-14 | 2024-09-10 | 0 |  | Leucadia | 2025-03-10 | 2024-09-10 | 0 | Nicole Spradlin
BLDR-032244-2024 | 1541 Calle Tulipanes Encinitas, CA 92024 | Building (Residential) | Finaled | 2024-08-21 | 2500 | tear off existing roof, resheet entire roof, install new standard weight tiles | ReRoof | 2024-08-13 | 2024-09-17 | 20000 |  | New Encinitas | 2025-03-17 | 2024-09-17 | 0 | Nicole Spradlin
MEPR-032237-2024 | 1704 Deerfield Rd Encinitas, CA 92024 | MEP (Residential) | Finaled | 2024-08-21 | 0 | ADDING A 4 TON 17 SEER AC UNIT TO LEFT SIDE OF HOME. AC READY | New Installation | 2024-08-13 | 2024-11-01 | 11000 |  | New Encinitas | 2025-04-30 | 2024-11-01 | 0 | Esteban Cisneros
MEPR-032306-2024 | 292 Chapalita Dr Encinitas, CA 92024 | MEP (Residential) | Finaled | 2024-08-21 | 0 | INSTALLATION OF A 8.075DC kW(7.47AC kW) ROOF MOUNTED PHOTOVOLTAIC SYSTEM W/ 19 MODS AND 19 MICRO INV | Energy Efficiency | 2024-08-18 | 2024-12-05 | 18000 |  | New Encinitas | 2025-06-03 | 2024-12-05 | 0 | Esteban Cisneros
BLDR-030176-2024 | 945 Doris Dr Encinitas, CA 92024 | Building (Residential) | Issued | 2024-08-22 | 416 | ADDITION/ REMODEL TO EXISTING ONE-STORY SINGLE FAMILY RESIDENCE. | Addition | 2024-02-29 |  | 57124 |  | New Encinitas | 2025-05-06 | 2024-11-07 | 0 | Esteban Cisneros
MEPR-032248-2024 | 808 Dolphin Cir Encinitas, CA 92024 | MEP (Residential) | Finaled | 2024-08-22 | 0 | Energy Storage 10kW, (2) Powerwalls | New Installation | 2024-08-13 | 2024-12-06 | 28250 |  | Leucadia | 2025-06-04 | 2024-12-06 | 0 | Esteban Cisneros
BLDR-032271-2024 | 1108 Eolus Ave Encinitas, CA 92024 | Building (Residential) | Issued | 2024-08-22 | 684 | POOL & SPA 684 SF W. AUTOMATIC POOL COVER. 780 SF OF NEW IMPERVIOUS SURFACE | Pool | 2024-08-15 |  | 140000 |  | Leucadia | 2025-05-27 | 2024-11-25 | 0 | Esteban Cisneros
BLDR-030656-2024 | 1909 Playa Riviera Dr Cardiff-by-the-Sea, CA 92007 | Building (Residential) | Issued | 2024-08-22 | 417 | Connect Addition sub panel to existing main house service. Connect Addition to existing main house gas meter. - 417 sq ft Addition | Addition | 2024-04-08 |  | 75000 |  | Cardiff-By-The-Sea | 2025-05-27 | 2024-11-26 | 0 | Esteban Cisneros
BLDR-029426-2024 | 433 Bridoon Ter Encinitas, CA 92024 | Building (Residential) | Issued | 2024-08-22 | 1116 | PROPOSED PATIO COVER AND DECK ABOVE THAT AND PORTION OF LIVING ROOM | Addition | 2024-01-08 |  | 40000 |  | Olivenhain | 2025-06-10 | 2024-12-12 | 0 | Esteban Cisneros
BLDR-032009-2024 | 1093 N Vulcan Ave Unit: A Encinitas, CA 92024 | Building (Residential) | Issued | 2024-08-22 | 657 | REPLACE FIXTURES & FINISHES IN KIND (PLUMBING FIXTURES, ELECTRICAL FIXTURES AND SWITCHES, COUNTERTOPS, FLOOR MATERIAL, DOORS, ETC...) | Alteration & Repair | 2024-07-24 |  | 11000 |  | Leucadia | 2025-06-16 | 2024-12-16 | 0 | Esteban Cisneros
BLDR-031097-2024 | 951 Brittany Rd Encinitas, CA 92024 | Building (Residential) | Issued | 2024-08-22 | 2207 | Voluntary support of wood-framed floor system by addition of (2) SmartJack systems. All work is to be performed within the envelope of the structure and not within easements or rights of way | Alteration & Repair | 2024-05-13 |  | 13363 |  | Leucadia | 2025-05-19 | 2024-11-19 | 0 | Esteban Cisneros
MEPR-032359-2024 | 335 La Mesa Ave Encinitas, CA 92024 | MEP (Residential) | Issued | 2024-08-23 | 0 | REPLACE WATER HEATER | Water Heater | 2024-08-21 |  | 0 |  | Old Encinitas | 2025-08-23 |  | 0 | Esteban Cisneros
BLDR-032376-2024 | 1655 Hawk View Dr Encinitas, CA 92024 | Building (Residential) | Issued | 2024-08-23 | 3160 | We will be removing the existing tile and installing new underlayment and new metal flashings then reinstalling the existing tiles | ReRoof | 2024-08-21 |  | 21650 |  | Leucadia | 2025-08-23 |  | 0 | Esteban Cisneros
MEPR-032382-2024 | 1533 Linda Sue Ln Encinitas, CA 92024 | MEP (Residential) | Finaled | 2024-08-23 | 0 | Replace Water Heater, Like for Like, Inside Garage | Water Heater | 2024-08-22 | 2024-08-27 | 0 |  | New Encinitas | 2025-02-24 | 2024-08-27 | 0 | Nicole Spradlin
BLDR-032383-2024 | 354 Andrew Ave Encinitas, CA 92024 | Building (Residential) | Finaled | 2024-08-23 | 3000 | Reroof with GAF Timberline HDZ RS Class 'A' fiberglass laminated shingles. | ReRoof | 2024-08-22 | 2024-09-18 | 18975 |  | Leucadia | 2025-03-17 | 2024-09-17 | 0 | Nicole Spradlin
BLDR-032275-2024 | 2349 Newport Ave Cardiff-by-the-Sea, CA 92007 | Building (Residential) | Issued | 2024-08-23 | 602 | Demolition of an existing pool in the rear yard. | Demolition | 2024-08-15 |  | 2408 |  | Cardiff-By-The-Sea | 2025-08-23 |  | 0 | Esteban Cisneros
MEPR-032077-2024 | 659 Cornish Dr Encinitas, CA 92024 | MEP (Residential) | Pending Payment | 2024-08-23 | 0 | Solar roof mount 4.92 KW, 12 solar panels, 2 batteries (separate permit required for batteries). | Energy Efficiency | 2024-07-30 |  | 0 |  | Old Encinitas | 2025-03-17 | 2024-09-16 | 0 | Esteban Cisneros
BLDR-032352-2024 | 2004 Bulrush Ln Cardiff-by-the-Sea, CA 92007 | Building (Residential) | Issued | 2024-08-23 | 7 | Picture frame where solar is going | ReRoof | 2024-08-20 |  | 6000 |  | Cardiff-By-The-Sea | 2025-08-23 |  | 0 | Esteban Cisneros
BLDR-032362-2024 | 1824 Somerset Ave Cardiff-by-the-Sea, CA 92007 | Building (Residential) | Finaled | 2024-08-23 | 1200 | Remove existing roofing. Install new underlayment, install new shingles | ReRoof | 2024-08-21 | 2024-09-17 | 13000 |  | Cardiff-By-The-Sea | 2025-03-17 | 2024-09-17 | 0 | Nicole Spradlin
BLDR-025135-2023 | 1628 Orange Blossom Way Encinitas, CA 92024 | Building (Residential) | Issued | 2024-08-26 | 490 | Demolish bottom and rim, remove rebar, and fill pool with alternate levels of approved soil and gravel. | Demolition | 2023-03-29 |  | 1960 |  | New Encinitas | 2025-08-26 |  | 0 | Esteban Cisneros
MEPR-032375-2024 | 2931 Lone Jack Rd Encinitas, CA 92024 | MEP (Residential) | Finaled | 2024-08-26 | 0 | Replace 5 ton Heat pump and air Handler | Alteration & Repair | 2024-08-21 | 2024-09-12 | 6000 |  | Olivenhain | 2025-03-11 | 2024-09-12 | 0 | Nicole Spradlin
SIGN-031646-2024 | 146 N El Camino Real Unit: A Encinitas, CA 92024 | Sign | Issued | 2024-08-26 | 99.53 | 1 illuminated wall sign Reface 2 existing monument sign tenant panels | Permanent | 2024-06-28 |  | 8900 |  | New Encinitas | 2025-02-22 |  | 0 | Esteban Cisneros
BLDR-020866-2022 | 1150 Quail Gardens Dr Encinitas, CA 92024 | Building (Residential) | Issued | 2024-08-26 | 1455 | MASTER 13-PLEX : Part of the Fox Point Farms project. This portion of the project is 13 plex stacked flats buildings that are two story with with a loft that are served by stairs and no elevator. | New Construction | 2022-06-03 | 2023-09-12 | 20000000 |  | Leucadia | 2025-08-26 |  | 0 | Esteban Cisneros
MEPR-032249-2024 | 1651 Landquist Dr Encinitas, CA 92024 | MEP (Residential) | Finaled | 2024-08-26 | 0 | 2 Tesla powerwall 3 add ons to existing system | Service Change | 2024-08-13 | 2024-09-03 | 0 |  | New Encinitas | 2025-03-03 | 2024-09-03 | 0 | Nicole Spradlin
MEPR-032370-2024 | 349 Fulvia St Encinitas, CA 92024 | MEP (Residential) | Issued | 2024-08-26 | 0 | Energy Storage 10kW, (2) Powerwall | New Installation | 2024-08-21 |  | 30949 |  | Leucadia | 2025-08-26 |  | 0 | Esteban Cisneros
BLDR-025812-2023 | 1628 Orange Blossom Way Encinitas, CA 92024 | Building (Residential) | Issued | 2024-08-26 | 260 | Masonry wall 5 feet 4 inch maximum (east end), 4 feet minimum (west end) height. Retained surcharge to be determined by soils engineer. Approx. 55 feet in length. Reinforced steel. | Retaining Wall | 2023-05-03 |  | 10000 |  | New Encinitas | 2025-08-26 |  | 0 | Esteban Cisneros
BLDR-031362-2024 | 3586 Wishbone Way Encinitas, CA 92024 | Building (Residential) | Issued | 2024-08-26 | 100 | Master Bathroom Remodel: tub to tub, shower to shower. Demo. Plumbing: preparing plumbing for 2 sinks, toilet, shower valve, shower drain, tub filler, and tub drain. Waterproofing. Electrical: bringing power outlets up to code if needed. Adding a light above the shower. Replacing exhaust fan. Centering the light above the mirror. Prepare electrical for a towel warmer. | Alteration & Repair | 2024-06-05 |  | 30000 |  | Olivenhain | 2025-08-26 |  | 0 | Esteban Cisneros
MEPR-032368-2024 | 4004 Manchester Ave Encinitas, CA 92024 | MEP (Residential) | Finaled | 2024-08-26 | 0 | Energy Storage 4.8kW, (1) Sonnen | New Installation | 2024-08-21 | 2024-11-04 | 19500 |  | Olivenhain | 2025-05-05 | 2024-11-04 | 0 | Esteban Cisneros
BLDR-031714-2024 | 1401 Anacona Pl Unit: 202 Encinitas, CA 92024 | Building (Residential) | Issued | 2024-08-26 | 1021 | Phase 209: 7-plex : Model Plan 7 - Lot 1066 | New Construction | 2024-07-08 |  | 258318 | Fox Point Farms - Parent Project | Leucadia | 2025-06-09 | 2024-12-09 | 0 | Esteban Cisneros
BLDR-031872-2024 | 1401 Anacona Pl Unit: 101 Encinitas, CA 92024 | Building (Residential) | Issued | 2024-08-26 | 940 | Phase 209: 7-plex : Model Plan 6 - Lot 1071 | New Construction | 2024-07-18 |  | 219585 | Fox Point Farms - Parent Project | Leucadia | 2025-06-09 | 2024-12-10 | 0 | Esteban Cisneros
BLDR-031859-2024 | 1401 Anacona Pl Unit: 104 Encinitas, CA 92024 | Building (Residential) | Issued | 2024-08-26 | 1308 | Phase 209: 7-plex : Model Plan 9 - Lot 1068 | New Construction | 2024-07-17 |  | 297775 | Fox Point Farms - Parent Project | Leucadia | 2025-06-09 | 2024-12-10 | 0 | Esteban Cisneros
BLDR-031860-2024 | 1401 Anacona Pl Unit: 103 Encinitas, CA 92024 | Building (Residential) | Issued | 2024-08-26 | 1172 | Phase 209: 7-plex : Model Plan 8 - Lot 1069 | New Construction | 2024-07-17 |  | 271137 | Fox Point Farms - Parent Project | Leucadia | 2025-06-09 | 2024-12-10 | 0 | Esteban Cisneros
BLDR-031871-2024 | 1401 Anacona Pl Unit: 102 Encinitas, CA 92024 | Building (Residential) | Issued | 2024-08-26 | 1308 | Phase 209: 7-plex : Model Plan 9 - Lot 1070 | New Construction | 2024-07-18 |  | 297775 | Fox Point Farms - Parent Project | Leucadia | 2025-06-09 | 2024-12-10 | 0 | Esteban Cisneros
BLDR-031873-2024 | 1401 Anacona Pl Unit: 201 Encinitas, CA 92024 | Building (Residential) | Issued | 2024-08-26 | 1021 | Phase 209: 7-plex : Model Plan 7 - Lot 1072 | New Construction | 2024-07-18 |  | 258318 | Fox Point Farms - Parent Project | Leucadia | 2025-06-09 | 2024-12-10 | 0 | Esteban Cisneros
BLDR-031856-2024 | 1401 Anacona Pl Unit: 105 Encinitas, CA 92024 | Building (Residential) | Issued | 2024-08-26 | 940 | Phase 209: 7-plex : Model Plan 6 - Lot 1067 | New Construction | 2024-07-17 |  | 219585 | Fox Point Farms - Parent Project | Leucadia | 2025-06-09 | 2024-12-10 | 0 | Esteban Cisneros
MEPR-032360-2024 | 1609 Landquist Dr Encinitas, CA 92024 | MEP (Residential) | Issued | 2024-08-26 | 0 | REPLACE AC AND FURNACE | Alteration & Repair | 2024-08-21 |  | 0 |  | New Encinitas | 2025-05-27 | 2024-11-26 | 0 | Esteban Cisneros
BLDC-030930-2024 | 523 Encinitas Blvd Encinitas, CA 92024 | Building (Non-Residential) | Finaled | 2024-08-26 | 1578 | Removal of partition walls, patch and smooth all drywall, installation of new flooring, new cabinets, new doors, paint office, and mill work. | Alteration & Repair | 2024-04-29 | 2024-10-14 | 55000 |  | Old Encinitas | 2025-04-14 | 2024-10-14 | 0 | Esteban Cisneros
MEPR-032373-2024 | 148 Hillcrest Dr Encinitas, CA 92024 | MEP (Residential) | Issued | 2024-08-26 | 0 | Energy Storage 4.8kW, (1) Sonnen | New Installation | 2024-08-21 |  | 21500 |  | Leucadia | 2025-08-26 |  | 0 | Esteban Cisneros
BLDR-032356-2024 | 1830 Oxford Ave Cardiff-by-the-Sea, CA 92007 | Building (Residential) | Issued | 2024-08-27 | 0 | Remove existing roof. Inspect and replace wood per city code. Install new underlayment and install new GAF certified shingles. | ReRoof | 2024-08-21 |  | 36300 |  | Cardiff-By-The-Sea | 2025-08-27 |  | 0 | Esteban Cisneros
MEPR-032345-2024 | 2248 Wales Dr Cardiff-by-the-Sea, CA 92007 | MEP (Residential) | Issued | 2024-08-27 | 0 | Install 125 AMP MAX panel | Alteration & Repair | 2024-08-20 |  | 1000 |  | Cardiff-By-The-Sea | 2025-03-03 | 2024-09-04 | 0 | Esteban Cisneros
BLDR-013957-2021 | 1233 San Dieguito Dr Encinitas, CA 92024 | Building (Residential) | Issued | 2024-08-27 | 407 | CONVERSION OF AN EXISTING PERMITTED ACCESSORY BUILDING TO ACCESORY DWELLING UNIT. | Accessory Dwelling Unit | 2021-01-08 |  | 27676 |  | Old Encinitas | 2025-08-27 |  | 0 | Esteban Cisneros
MEPR-032409-2024 | 259 Turner Ave Encinitas, CA 92024 | MEP (Residential) | Finaled | 2024-08-27 | 0 | replace water heater | Water Heater | 2024-08-26 | 2024-09-10 | 0 |  | New Encinitas | 2025-03-10 | 2024-09-10 | 0 | Nicole Spradlin
MEPR-032095-2024 | 441 Arroyo Dr Encinitas, CA 92024 | MEP (Residential) | Issued | 2024-08-27 | 0 | 50 gallon water heater change out in garage. | Water Heater | 2024-07-31 |  | 4361 |  | Old Encinitas | 2025-08-27 |  | 0 | Esteban Cisneros
MEPR-031122-2024 | 478 Neptune Ave Encinitas, CA 92024 | MEP (Residential) | Finaled | 2024-08-27 | 0 | Rooftop solar pv with 43 modules, 43 micro-inverters for 17.20kW system and 225A sub panel | Energy Efficiency | 2024-05-14 | 2024-09-04 | 29240 |  | Old Encinitas | 2025-03-03 | 2024-09-03 | 0 | Nicole Spradlin
MEPR-032242-2024 | 890 Passiflora Ave Encinitas, CA 92024 | MEP (Residential) | Issued | 2024-08-27 | 0 | Main Panel Upgrade 200 amps | Service Change | 2024-08-13 |  | 3000 |  | Leucadia | 2025-02-25 | 2024-08-29 | 0 | Esteban Cisneros
SIGN-032197-2024 | 1766 N Coast Highway 101 Encinitas, CA 92024 | Sign | Issued | 2024-08-27 | 41 | Install (1) Channel Letter Set, (1) Logo Channel Letter Set, (1) Wall Keystone Face Replacement, and (2) Monument Sign Face Replacements | Permanent | 2024-08-09 |  | 11500 |  | Inside City | 2025-02-23 | 2024-11-19 | 0 | Esteban Cisneros
MEPR-032394-2024 | 2004 Bulrush Ln Cardiff-by-the-Sea, CA 92007 | MEP (Residential) | Issued | 2024-08-28 | 0 | Battery: 13.5 kWh ESS (1) TESLA POWERWALL 3 ESS + INVERTER (1) TESLA BACKUP SWITCH 1624171-XX-Y (1) ESS FIRST RESPONDER DISCONNECT SWITCH [separate permit] MAIN SERVICE PANEL UPGRADED TO NEW 225A/200A NCF | Alteration & Repair | 2024-08-22 |  | 17000 |  | Cardiff-By-The-Sea | 2025-08-28 |  | 0 | Esteban Cisneros
BLDR-032295-2024 | 517 Cornish Dr Encinitas, CA 92024 | Building (Residential) | Finaled | 2024-08-28 | 16 | Remove roof and replace new comp. | ReRoof | 2024-08-16 | 2024-08-29 | 10000 |  | Old Encinitas | 2025-02-25 | 2024-08-29 | 0 | Nicole Spradlin
MEPC-031182-2024 | 286 N El Camino Real Encinitas, CA 92024 | MEP (Non-Residential) | Finaled | 2024-08-28 | 0 | 3 Rooftop HVAC heat pump units change-out like for like new units are lighter than existing units (each new unit weighs 316lbs) | Alteration & Repair | 2024-05-20 | 2024-08-30 | 29750 |  | New Encinitas | 2025-02-26 | 2024-08-30 | 0 | Nicole Spradlin
BLDR-032391-2024 | 208 Delphinium St Encinitas, CA 92024 | Building (Residential) | Finaled | 2024-08-28 | 1200 | Remove Roof and Install A 20 Year Granule Modified Roof | ReRoof | 2024-08-22 | 2024-09-16 | 9500 |  | Old Encinitas | 2025-03-17 | 2024-09-16 | 0 | Nicole Spradlin
MEPR-032425-2024 | 2476 Newcastle Ave Cardiff-by-the-Sea, CA 92007 | MEP (Residential) | Issued | 2024-08-28 | 0 | 200A MAIN SERVICE PANEL UPGRADE | Service Change | 2024-08-26 |  | 2000 |  | Cardiff-By-The-Sea | 2025-02-25 | 2024-08-29 | 0 | Esteban Cisneros
MEPR-032190-2024 | 1864 Crest Dr Encinitas, CA 92024 | MEP (Residential) | Issued | 2024-08-28 | 0 | REPLACE 2-ton A/C - BACK YARD, COIL | Alteration & Repair | 2024-08-08 |  | 13532.7 |  | Cardiff-By-The-Sea | 2025-08-28 |  | 0 | Esteban Cisneros
BLDR-032417-2024 | 1621 N Vulcan Ave Encinitas, CA 92024 | Building (Residential) | Finaled | 2024-08-28 | 1678 | Tear off and properly dispose of existing roofing, Install 1 layer synthetic underlayment, Install new shingles | ReRoof | 2024-08-26 | 2024-08-29 | 10307 |  | Leucadia | 2025-02-25 | 2024-08-29 | 0 | Nicole Spradlin
BLDR-032416-2024 | 2023 Countryhaven Ct Encinitas, CA 92024 | Building (Residential) | Issued | 2024-08-28 | 4769 | Tear off the existing roof system and haul away debris. Install GAF Storm Guard Peel and Stick in valleys and around pipes. Install GAF Tigerpaw Synthetic underlayment to the roofing surface. Install New Standard Pipe Flashings as required. Seal All Pipes and Flashings using an Exterior Grade Caulking. | ReRoof | 2024-08-26 |  | 41595 |  | New Encinitas | 2025-08-28 |  | 0 | Esteban Cisneros
BLDR-032389-2024 | 210 Delphinium St Encinitas, CA 92024 | Building (Residential) | Finaled | 2024-08-28 | 1200 | Remove Roof and install a 20 Year Granule Modified Roof 1/12 Pitch | ReRoof | 2024-08-22 | 2024-09-16 | 9500 |  | Old Encinitas | 2025-03-17 | 2024-09-16 | 0 | Nicole Spradlin
BLDR-030875-2024 | 928 St Albans Dr Encinitas, CA 92024 | Building (Residential) | Issued | 2024-08-28 | 264 | EXISTING TWO STORY SINGLE FAMILY HOME WITH: ADDITION OF A DINING ROOM AND PRIMARY SUITE BALCONY REPLACING PRIMARY SUITE DECK. REDESIGN OF EAST FACADE WITH NEW PEDIMENT. REDESIGN OF WEST FACADE. RECONFIGURATION OF FIRST FLOOR. NEW POOL AND SPA AND SUNKEN FIREPIT. NEW PATIOS THROUGHOUT. NEW RETAINING WALLS ON WEST AND NORTH SIDE OF PROPERTY. NEW ENTRY STEPS AND WALKWAY TO REPLACE EXISTING. NEW 30" RETAINING WALL AT SIDEWALK. NO CHANGE TO SECOND FLOOR EXCEPT REPLACEMENT OF FLOORING. ALL NEW WINDOWS AND DOORS WITH MODIFIED OPENINGS. EXISTING: 6 BEDROOM, 4 BATH PROPOSED: 5 BEDROOM, 3 BATH CONSTRUCTION TYPE: V-B | Addition | 2024-04-24 |  | 800000 |  | Leucadia | 2025-06-16 | 2024-12-16 | 0 | Esteban Cisneros
MEPR-032319-2024 | 1393 Ranch Rd Encinitas, CA 92024 | MEP (Residential) | Finaled | 2024-08-28 | 0 | REPLACE FAU (5k BTU'S) - ATTIC | Alteration & Repair | 2024-08-19 | 2024-10-14 | 7632.65 |  | Leucadia | 2025-04-14 | 2024-10-14 | 0 | Esteban Cisneros
BLDR-030514-2024 | 1533 Lorraine Dr Encinitas, CA 92024 | Building (Residential) | Issued | 2024-08-28 | 446 | Add a new bedroom and increase the size of the existing master bedroom, kitchen, and laundry room. | Addition | 2024-03-26 |  | 100000 |  | Leucadia | 2025-06-23 | 2024-12-23 | 0 | Esteban Cisneros
MEPR-032441-2024 | 1832 Belle Grove Rd Encinitas, CA 92024 | MEP (Residential) | Finaled | 2024-08-29 | 0 | Remove old water heater and replace with a new water heater | Water Heater | 2024-08-28 | 2024-09-16 | 0 |  | New Encinitas | 2025-03-17 | 2024-09-16 | 0 | Nicole Spradlin
MEPR-032482-2024 | 1301 Bergamo Pl Unit: 105 Encinitas, CA 92024 | MEP (Residential) | Issued | 2024-08-29 | 0 | Roof Mount PV Install - 2.84kW - 7 Modules/micro-inverters - Plan 6 - Phase 205 - Lot 1043 Shea Homes - Fox Point Farms-TH (4-7 units)-Tract-16527 Under Master: MEPR-022193-2022 | Energy Efficiency | 2024-08-29 |  | 7000 |  | Leucadia | 2025-08-29 |  | 0 | Esteban Cisneros
MEPR-032480-2024 | 508 Hidden Ridge Ct Encinitas, CA 92024 | MEP (Residential) | Finaled | 2024-08-29 | 0 | Residential Solar | Energy Efficiency | 2024-08-29 | 2024-09-17 | 22000 |  | Old Encinitas | 2025-03-17 | 2024-09-17 | 0 | Nicole Spradlin
BLDR-032145-2024 | 312 Orpheus Ave Encinitas, CA 92024 | Building (Residential) | Finaled | 2024-08-29 | 500 | Demolition of pool in rear of property | Demolition | 2024-08-05 |  | 13500 |  | Old Encinitas | 2025-03-03 | 2024-09-03 | 0 | Nicole Spradlin
MEPR-032438-2024 | 1836 Autumn Pl Encinitas, CA 92024 | MEP (Residential) | Finaled | 2024-08-29 | 0 | 125 amp panel upgrade in existing location per SDGE wrk order 3-731363 | Alteration & Repair | 2024-08-27 | 2024-09-11 | 1000 |  | New Encinitas | 2025-03-10 | 2024-09-11 | 0 | Nicole Spradlin
MEPR-032428-2024 | 418 Whitewood Pl Encinitas, CA 92024 | MEP (Residential) | Finaled | 2024-08-29 | 0 | EV Charging Station | Energy Efficiency | 2024-08-27 | 2024-09-11 | 0 |  | New Encinitas | 2025-03-10 | 2024-09-11 | 0 | Nicole Spradlin
MEPR-032456-2024 | 1932 Lahoud Dr Cardiff-by-the-Sea, CA 92007 | MEP (Residential) | Finaled | 2024-08-29 | 0 | Roof Top PV 7.65kW, (18) Solar Modules, (7) Solar Shutdown Devices. (1) SPAN Vehicle Charger | Energy Efficiency | 2024-08-28 | 2024-10-28 | 50053 |  | Cardiff-By-The-Sea | 2025-04-28 | 2024-10-28 | 0 | Esteban Cisneros
BLDR-030977-2024 | 1614 Valleda Ln Encinitas, CA 92024 | Building (Residential) | Issued | 2024-08-29 | 144 | Repair Water Leak. Add wall to separate closet from bathroom. Reposition laundry in garage by pushing wall out flush. | Alteration & Repair | 2024-05-01 |  | 5000 |  | New Encinitas | 2025-05-27 | 2024-11-27 | 0 | Esteban Cisneros
MEPR-032448-2024 | 1315 Greenlake Dr Cardiff-by-the-Sea, CA 92007 | MEP (Residential) | Issued | 2024-08-29 | 0 | 8 MODULES-ROOF MOUNTED - 3.280 kWDC 1 - ENPHASE ENERGY IQ BATTERY 5P (Requires Separate Permit) NEW 100A MAIN SERVICE PANEL WITH (N) 100A MAIN BREAKER WITH 100A AUXILIARY BREAKER (Requires Separate Permit) | Energy Efficiency | 2024-08-28 |  | 0 |  | Cardiff-By-The-Sea | 2025-08-29 |  | 0 | Esteban Cisneros
MEPR-032446-2024 | 170 Diana St Encinitas, CA 92024 | MEP (Residential) | Finaled | 2024-08-29 | 0 | New Meter location @ laundry Room Building. Meter Reset Meter # 55016012 | Alteration & Repair | 2024-08-28 | 2024-10-17 | 0 |  | Leucadia | 2025-04-15 | 2024-10-17 | 0 | Esteban Cisneros
MEPR-032442-2024 | 1641 Ruthlor Rd Cardiff-by-the-Sea, CA 92007 | MEP (Residential) | Finaled | 2024-08-29 | 0 | Roof Mounted 7.02KW PV System | Energy Efficiency | 2024-08-28 | 2024-09-16 | 0 |  | Cardiff-By-The-Sea | 2025-03-17 | 2024-09-16 | 0 | Nicole Spradlin
MEPR-032395-2024 | 963 Hermes Ave Encinitas, CA 92024 | MEP (Residential) | Issued | 2024-08-29 | 0 | Adding new AC and disconnect in the side yard. No duct work. | Alteration & Repair | 2024-08-23 |  | 12315 |  | Leucadia | 2025-06-03 | 2024-12-05 | 0 | Esteban Cisneros
MEPR-032429-2024 | 1854 Blue Bonnet Pl Encinitas, CA 92024 | MEP (Residential) | Issued | 2024-09-03 | 0 | replace heat pump | Alteration & Repair | 2024-08-27 |  | 0 |  | New Encinitas | 2025-03-05 | 2024-09-06 | 0 | Esteban Cisneros
MEPR-032415-2024 | 224 Lolita St Encinitas, CA 92024 | MEP (Residential) | Finaled | 2024-09-03 | 0 | INSTALL 2 NEW DUCTLESS MINI SPLIT | New Installation | 2024-08-26 | 2024-09-30 | 0 |  | Old Encinitas | 2025-03-31 | 2024-09-30 | 0 | Esteban Cisneros
MEPR-032201-2024 | 910 Normandy Rd Encinitas, CA 92024 | MEP (Residential) | Issued | 2024-09-03 | 0 | Electrical Permit 200A sub-panel w/ new 400A panel | Alteration & Repair | 2024-08-09 |  | 1000 |  | Leucadia | 2025-09-03 |  | 0 | Esteban Cisneros
MEPR-032181-2024 | 1300 Neptune Ave Encinitas, CA 92024 | MEP (Residential) | Issued | 2024-09-03 | 0 | REPLACE 2 AC UNITS ON RIGHT SIDE OF HOME. 4 TON 17 SEER | Alteration & Repair | 2024-08-08 |  | 32000 |  | Leucadia | 2025-09-03 |  | 0 | Esteban Cisneros
MEPC-032514-2024 | 2710 Manchester Ave Cardiff-by-the-Sea, CA 92007 | MEP (Non-Residential) | Finaled | 2024-09-03 | 0 | emergency gas leak repair | Alteration & Repair | 2024-09-03 | 2024-09-03 | 200 |  | Cardiff-By-The-Sea | 2025-03-03 | 2024-09-03 | 0 | Nicole Spradlin
MEPR-032427-2024 | 1150 Cambria Way Encinitas, CA 92024 | MEP (Residential) | Issued | 2024-09-03 | 0 | install new ac and furnace | New Installation | 2024-08-27 |  | 0 |  | New Encinitas | 2025-09-03 |  | 0 | Esteban Cisneros
MEPR-032431-2024 | 433 Villa Blanca Ct Encinitas, CA 92024 | MEP (Residential) | Finaled | 2024-09-03 | 0 | REPLACE HEAT PUMP AND FURNACE | Alteration & Repair | 2024-08-27 | 2024-11-06 | 0 |  | Old Encinitas | 2025-05-05 | 2024-11-06 | 0 | Esteban Cisneros
MEPR-032451-2024 | 1725 Caliban Dr Encinitas, CA 92024 | MEP (Residential) | Issued | 2024-09-03 | 0 | Energy Storage 5kW, (1) Powerwall 2 | New Installation | 2024-08-28 |  | 14234 |  | New Encinitas | 2025-09-03 |  | 0 | Esteban Cisneros
BLDR-031990-2024 | 1093 N Vulcan Ave Unit: B Encinitas, CA 92024 | Building (Residential) | Issued | 2024-09-03 | 657 | REPLACE FIXTURES & FINISHES IN KIND (PLUMBING FIXTURES, ELECTRICAL FIXTURES AND SWITCHES, COUNTERTOPS, FLOOR MATERIAL, DOORS, ETC...) | Alteration & Repair | 2024-07-23 |  | 11000 |  | Leucadia | 2025-09-03 |  | 0 | Esteban Cisneros
MEPR-032398-2024 | 2810 Caminito Cape Sebastian Cardiff-by-the-Sea, CA 92007 | MEP (Residential) | Issued | 2024-09-03 | 0 | Lighting Improvement: - Add lighting to kitchen, living room and hallway - Add ceiling fan to dining room, living room and bedrooms | Alteration & Repair | 2024-08-23 |  | 5000 |  | Cardiff-By-The-Sea | 2025-04-16 | 2024-10-18 | 0 | Esteban Cisneros
MEPR-032410-2024 | 176 E Jason St Encinitas, CA 92024 | MEP (Residential) | Finaled | 2024-09-03 | 0 | add ac and replace furace | Alteration & Repair | 2024-08-26 | 2024-10-22 | 15800 |  | Leucadia | 2025-04-21 | 2024-10-22 | 0 | Esteban Cisneros
MEPR-032457-2024 | 1932 Lahoud Dr Cardiff-by-the-Sea, CA 92007 | MEP (Residential) | Issued | 2024-09-03 | 0 | Energy Storage 5kW, (1) Powerwall 3 | New Installation | 2024-08-28 |  | 12500 |  | Cardiff-By-The-Sea | 2025-04-28 | 2024-10-28 | 0 | Esteban Cisneros
BLDR-031982-2024 | 1093 N Vulcan Ave Unit: B Encinitas, CA 92024 | Building (Residential) | Issued | 2024-09-03 | 657 | REPACE WINDOW AND DOORS | Alteration & Repair | 2024-07-23 |  | 9000 |  | Leucadia | 2025-06-10 | 2024-12-12 | 0 | Esteban Cisneros
MEPR-032443-2024 | 1641 Ruthlor Rd Cardiff-by-the-Sea, CA 92007 | MEP (Residential) | Finaled | 2024-09-03 | 0 | 13.5KWH Energy Storage System | New Installation | 2024-08-28 | 2024-09-16 | 0 |  | Cardiff-By-The-Sea | 2025-03-17 | 2024-09-16 | 0 | Nicole Spradlin
MEPR-032386-2024 | 1621 Abington Ln Encinitas, CA 92024 | MEP (Residential) | Finaled | 2024-09-03 | 0 | Re-route all water lines, hot and cold, for one-story condominium with copper pipe, type L visible transition pex pipe inside of wall, including demo and all necessary plumbing materials. | Alteration & Repair | 2024-08-22 | 2024-10-11 | 3000 |  | Inside City | 2025-04-09 | 2024-10-11 | 0 | Esteban Cisneros
MEPR-032358-2024 | 1942 Edinburg Ave Cardiff-by-the-Sea, CA 92007 | MEP (Residential) | Finaled | 2024-09-03 | 0 | REPLACE 2 TON UP TO 20 SEER AC ON RIGHT SIDE OF HOME. REPLACE FURNACE 60KBTU 80% AFUE IN ATTIC. USING EXISTING R6 DUCTWORK | Alteration & Repair | 2024-08-21 | 2024-10-14 | 11827 |  | Cardiff-By-The-Sea | 2025-04-14 | 2024-10-14 | 0 | Esteban Cisneros
MEPR-032475-2024 | 2032 Bulrush Ln Cardiff-by-the-Sea, CA 92007 | MEP (Residential) | Finaled | 2024-09-03 | 0 | Energy Storage system installation Tesla Powerwall 3 13.5 kwh | New Installation | 2024-08-29 | 2025-01-02 | 0 |  | Cardiff-By-The-Sea | 2025-07-01 | 2025-01-02 | 0 | Esteban Cisneros
MEPR-032453-2024 | 1449 Village View Rd Encinitas, CA 92024 | MEP (Residential) | Issued | 2024-09-03 | 0 | Energy Storage 4.8kW, (1) Sonnen | New Installation | 2024-08-28 |  | 19500 |  | New Encinitas | 2025-06-17 | 2024-12-19 | 0 | Esteban Cisneros
BLDR-031991-2024 | 1093 N Vulcan Ave Unit: C Encinitas, CA 92024 | Building (Residential) | Issued | 2024-09-04 | 657 | REPLACE FIXTURES & FINISHES IN KIND (PLUMBING FIXTURES, ELECTRICAL FIXTURES AND SWITCHES, COUNTERTOPS, FLOOR MATERIAL, DOORS, ETC...) | Alteration & Repair | 2024-07-23 |  | 11000 |  | Leucadia | 2025-09-04 |  | 0 | Esteban Cisneros
BLDR-032316-2024 | 276 Aspenwood Ln Encinitas, CA 92024 | Building (Residential) | Issued | 2024-09-04 | 30 | Remodel: Hall Bath & Laundry Remodel: Electrical: Install 4 LED/Can lights, Install GFI Outlets. Plumbing: Remove replace tub convert tub drain to a 2â€ ABS drain shower pan provide a hot mop shower pan, install new shower valve, hook sink and toilet. Approx.: 30 sq. ft. of Drywall repairs. Laundry: Replace recessed water box valve same location: | Alteration & Repair | 2024-08-19 |  | 12500 |  | New Encinitas | 2025-09-04 |  | 0 | Esteban Cisneros
MEPR-032411-2024 | 704 Calle Regal Encinitas, CA 92024 | MEP (Residential) | Finaled | 2024-09-04 | 0 | replace FAU & Water heater like for like | Alteration & Repair | 2024-08-26 | 2024-10-25 | 4623 |  | Old Encinitas | 2025-04-23 | 2024-10-25 | 0 | Esteban Cisneros
BLDR-032459-2024 | 446 Countrywood Ln Encinitas, CA 92024 | Building (Residential) | Finaled | 2024-09-04 | 20 | Remove existing tub/shower, install new walk-in shower and valve. Not moving or altering diameter of drain. Installing humidistat switch for existing vent fan | Alteration & Repair | 2024-08-28 | 2024-10-04 | 17462 |  | New Encinitas | 2025-04-02 | 2024-10-04 | 0 | Esteban Cisneros
BLDR-031983-2024 | 1093 N Vulcan Ave Unit: D Encinitas, CA 92024 | Building (Residential) | Issued | 2024-09-04 | 657 | REPLACE WINDOWS AND EXTERIOR DOORS | Alteration & Repair | 2024-07-23 |  | 7500 |  | Leucadia | 2025-06-10 | 2024-12-12 | 0 | Esteban Cisneros
BLDR-031984-2024 | 1093 N Vulcan Ave Unit: C Encinitas, CA 92024 | Building (Residential) | Issued | 2024-09-04 | 657 | REPLACE WINDOWS AND DOORS IN KIND | Alteration & Repair | 2024-07-23 |  | 9000 |  | Leucadia | 2025-06-10 | 2024-12-12 | 0 | Esteban Cisneros
BLDR-031987-2024 | 1093 N Vulcan Ave Unit: D Encinitas, CA 92024 | Building (Residential) | Issued | 2024-09-04 | 657 | REPLACE FIXTURES & FINISHES IN KIND (PLUMBING FIXTURES, ELECTRICAL FIXTURES AND SWITCHES, COUNTERTOPS, FLOOR MATERIAL, DOORS, ETC...) | Alteration & Repair | 2024-07-23 |  | 11000 |  | Leucadia | 2025-06-16 | 2024-12-17 | 0 | Esteban Cisneros
BLDC-031594-2024 | 687 Second St Encinitas, CA 92024 | Building (Non-Residential) | Finaled | 2024-09-05 | 4976 | Interior Demolition of existing ceiling, wall sheathing, insulation, water/termite damaged wall and roof framing, removal of toilet (2), urinal, sink (2), and surrounding partitions due to water damage | Demolition | 2024-06-25 | 2024-09-24 | 25000 |  | Old Encinitas | 2025-03-24 | 2024-09-24 | 0 | Esteban Cisneros
BLDR-032508-2024 | 102 Triton Cir Encinitas, CA 92024 | Building (Residential) | Finaled | 2024-09-05 | 1700 | T/off existing (1) layers; Install 30 Year Asphalt shingles | ReRoof | 2024-09-02 | 2024-09-30 | 12600 |  | Old Encinitas | 2025-03-31 | 2024-09-30 | 0 | Esteban Cisneros
MEPR-032506-2024 | 308 Chapalita Dr Encinitas, CA 92024 | MEP (Residential) | Finaled | 2024-09-05 | 0 | Replace Water Heater, like for like, inside garage | Water Heater | 2024-09-02 | 2024-09-11 | 0 |  | New Encinitas | 2025-03-10 | 2024-09-10 | 0 | Nicole Spradlin
MEPR-032505-2024 | 1019 Elmview Dr Encinitas, CA 92024 | MEP (Residential) | Issued | 2024-09-05 | 0 | Replace water heater, like for like, inside garage | Water Heater | 2024-09-02 |  | 0 |  | New Encinitas | 2025-03-10 | 2024-09-09 | 0 | Esteban Cisneros
MEPR-032479-2024 | 1365 Calle Scott Encinitas, CA 92024 | MEP (Residential) | Issued | 2024-09-05 | 0 | Panel upgrade from 100amp to 200amp | Service Change | 2024-08-29 |  | 0 |  | New Encinitas | 2025-03-17 | 2024-09-18 | 0 | Esteban Cisneros
MEPR-032526-2024 | 624 Shanas Ln Encinitas, CA 92024 | MEP (Residential) | Finaled | 2024-09-05 | 0 | Solar Only: 7.6kW DC solar PV install of 19 Panasonic panels with 19 Enphase microinverters | Energy Efficiency | 2024-09-03 | 2024-10-03 | 0 |  | New Encinitas | 2025-04-01 | 2024-10-03 | 0 | Esteban Cisneros
MEPR-032511-2024 | 774 Lotus Blossom St Encinitas, CA 92024 | MEP (Residential) | Finaled | 2024-09-05 | 0 | EV Charging Station | Energy Efficiency | 2024-09-03 | 2024-09-12 | 0 |  | New Encinitas | 2025-03-11 | 2024-09-12 | 0 | Nicole Spradlin
BLDR-027051-2023 | 312 Norfolk Dr Cardiff-by-the-Sea, CA 92007 | Building (Residential) | Issued | 2024-09-05 | 3529 | Demolition of a 1,644 SF one story house and attached garage. | Demolition | 2023-07-14 |  | 20000 | Laurlund Residence | Cardiff-By-The-Sea | 2025-09-05 |  | 0 | Esteban Cisneros
BLDR-017818-2021 | 4257 Colony Ter Encinitas, CA 92024 | Building (Residential) | Issued | 2024-09-05 | 3696 | NEW ONE STORY ATTACHED ADU TO NEW RESIDENCE. (Lot 2) | Accessory Dwelling Unit | 2021-11-19 |  | 89273.34 |  | Olivenhain | 2025-04-07 | 2024-10-08 | 0 | Esteban Cisneros
BLDR-031981-2024 | 1093 N Vulcan Ave Unit: A Encinitas, CA 92024 | Building (Residential) | Issued | 2024-09-05 | 657 | WINDOW AND EXTERIOR DORR REPLACEMENT | Alteration & Repair | 2024-07-23 |  | 7500 |  | Leucadia | 2025-06-16 | 2024-12-16 | 0 | Esteban Cisneros
BLDR-017817-2021 | 4255 Colony Ter Encinitas, CA 92024 | Building (Residential) | Issued | 2024-09-05 | 3696 | NEW TWO STORY SINGLE FAMILY RESIDENCE. THREE CAR GARAGE, ATTACHED TO RESIDENCE. COVERED PATIOS. PROPOSED GRADING FOR PROJECT. (Lot 2) | New Construction | 2021-11-19 |  | 452612.16 |  | Olivenhain | 2025-06-24 | 2024-12-26 | 0 | Esteban Cisneros
MEPR-032570-2024 | 2106 Park Dale Ln Encinitas, CA 92024 | MEP (Residential) | Finaled | 2024-09-06 | 0 | Residential ROOF-Mounted Solar: 3.16 KW/DC, 3.8 kW/AC, 8 Mods, 8 Opt, 1 Inv, 1 NEW ESS (10KW EA) Existing MSP | Energy Efficiency | 2024-09-05 | 2024-09-20 | 0 |  | New Encinitas | 2025-03-19 | 2024-09-20 | 0 | Nicole Spradlin
BLDR-032517-2024 | 362 Orpheus Ave Encinitas, CA 92024 | Building (Residential) | Finaled | 2024-09-06 | 1300 | Re-roof:Approximately 1000 square feet of shingle roof with Shasta White TruDefinition Duration Cool Roof Asphalt Shingles to go with 300 square feet of Johns Manville in White. | ReRoof | 2024-09-03 | 2024-09-23 | 7000 |  | Old Encinitas | 2025-03-24 | 2024-09-23 | 0 | Nicole Spradlin
BLDR-032464-2024 | 1657 Ruthlor Rd Cardiff-by-the-Sea, CA 92007 | Building (Residential) | Finaled | 2024-09-06 | 2000 | tear off 2 layer of shingles and remove 12 solar panels then install full GAF hdz shingles - remove gutters and haul replace 12 solar panels | ReRoof | 2024-08-28 | 2024-09-16 | 15000 |  | Cardiff-By-The-Sea | 2025-03-17 | 2024-09-16 | 0 | Nicole Spradlin
MEPR-032561-2024 | 2031 Bulrush Ln Cardiff-by-the-Sea, CA 92007 | MEP (Residential) | Issued | 2024-09-06 | 0 | PV Solar (15) CANADIAN SOLAR CS3N-390MS [BLK] MODULES Â· (1) TESLA POWERWALL 3 BATTERY + INVERTER Â· (1) TESLA BACKUP SWITCH Â· (1) RAPID SHUTDOWN SWITCH Â· (1) BATTERY AC DISCONNECT Â· (1) BATTERY HEAT ALARM Â· (1) TESLA WALL CONNECTOR Â· (1) 125A SUB-PANEL FOR CIRCUIT RELOCATION Â· 5.85 kW DC / 5.38 KW CEC AC SYSTEM SIZE | Energy Efficiency | 2024-09-05 |  | 12530 |  | Cardiff-By-The-Sea | 2025-09-06 |  | 0 | Esteban Cisneros
MEPR-032563-2024 | 2013 Edinburg Ave Cardiff-by-the-Sea, CA 92007 | MEP (Residential) | Finaled | 2024-09-06 | 0 | Replace Water Heater, Like for Like, Inside Garage | Water Heater | 2024-09-05 | 2024-09-12 | 0 |  | Cardiff-By-The-Sea | 2025-03-11 | 2024-09-12 | 0 | Nicole Spradlin
MEPR-032468-2024 | 1161 Avenida Esteban Encinitas, CA 92024 | MEP (Residential) | Issued | 2024-09-06 | 0 | add (2) new 3 ton heat pump condenser on left side yard. change out like for like (2) 3 ton indoor coils. change out like for like 36btu furnace in garage change out like for like 36btu furnace in closet | New Installation | 2024-08-29 |  | 34593 |  | New Encinitas | 2025-09-06 |  | 0 | Esteban Cisneros
MEPR-032491-2024 | 181 Countryhaven Rd Encinitas, CA 92024 | MEP (Residential) | Finaled | 2024-09-06 | 0 | INSTALL NEW DUCTED MINI SPLIT W/ DUCTWORK | New Installation | 2024-08-30 | 2024-10-01 | 0 |  | New Encinitas | 2025-03-31 | 2024-10-01 | 0 | Esteban Cisneros
MEPR-032515-2024 | 1621 Abington Ln Encinitas, CA 92024 | MEP (Residential) | Finaled | 2024-09-06 | 0 | Replace eleven year old conventional electric water heater with new energy efficient conventional electric water heater. | Water Heater | 2024-09-03 | 2024-10-10 | 4000 |  | New Encinitas | 2025-04-08 | 2024-10-10 | 0 | Esteban Cisneros
MEPR-032487-2024 | 1093 N Vulcan Ave Unit: C Encinitas, CA 92024 | MEP (Residential) | Issued | 2024-09-06 | 0 | We'd like to replace and bring up to code the existing 100A subpanel located in unit C. | Alteration & Repair | 2024-08-29 |  | 0 |  | Leucadia | 2025-09-06 |  | 0 | Esteban Cisneros
MEPR-032497-2024 | 1350 Neptune Ave Encinitas, CA 92024 | MEP (Residential) | Finaled | 2024-09-06 | 0 | Changing out (2) 3 ton condensers in left side yard, and (2) 70,000 BTU furnaces in garage. | Alteration & Repair | 2024-08-30 | 2024-11-07 | 33000.44 |  | Leucadia | 2025-05-06 | 2024-11-07 | 0 | Esteban Cisneros
BLDR-032458-2024 | 1932 Lahoud Dr Cardiff-by-the-Sea, CA 92007 | Building (Residential) | Issued | 2024-09-06 | 2500 | FULL Re-Roof Composition Shingle Remove and Replace | ReRoof | 2024-08-28 |  | 20301 |  | Cardiff-By-The-Sea | 2025-04-28 | 2024-10-28 | 0 | Esteban Cisneros
MEPR-032513-2024 | 2366 Carolyn Pl Encinitas, CA 92024 | MEP (Residential) | Issued | 2024-09-06 | 0 | MSP upgrade to 400amps | Alteration & Repair | 2024-09-03 |  | 0 |  | Olivenhain | 2025-05-12 | 2024-11-13 | 0 | Esteban Cisneros
MEPR-032518-2024 | 343 Trailview Rd Encinitas, CA 92024 | MEP (Residential) | Finaled | 2024-09-06 | 0 | Heat pump replacement, like for like, connect to existing electrical and ductwork | Alteration & Repair | 2024-09-03 | 2024-12-03 | 3000 |  | New Encinitas | 2025-06-02 | 2024-12-03 | 0 | Esteban Cisneros
MEPR-032573-2024 | 1421 Avenida De Las Adelsas Encinitas, CA 92024 | MEP (Residential) | Finaled | 2024-09-06 | 0 | Replace Water Heater, Like for Like, inside garage | Water Heater | 2024-09-05 | 2024-09-13 | 0 |  | New Encinitas | 2025-03-12 | 2024-09-13 | 0 | Nicole Spradlin
BLDR-026582-2023 | 1266 Loch Lomond Dr Unit: A Cardiff-by-the-Sea, CA 92007 | Building (Residential) | Issued | 2024-09-06 | 476 | MULTIPLE PERMITS: ADU/AUP(BLDR-026582-2023), ALTERATION/REPAIR (BLDR-026568-2023), ADU (BLDR-026583-2023) : CONVERTING THE GARAGE TO AN ATTACHED ACCESSORY DWELLING UNIT (AUP) AS CURRENTLY ALLOWED FOR ABOUT 467 SQFT | Accessory Dwelling Unit | 2023-06-13 |  | 31756 |  | Cardiff-By-The-Sea | 2025-05-20 | 2024-11-21 | 0 | Esteban Cisneros
BLDM-019104-2022 | 777 Second St Encinitas, CA 92024 | Building (Mixed Use) | Issued | 2024-09-06 | 10305 | 1. DEMOLITION OF EXISTING RESIDENTIAL AND OFFICE STRUCTURES ON THE EXISTING TWO LOTS 2. BOUNDARY CONSOLIDATION FOR TWO LOTS TO BECOME ONE LOT 3. A NEW TWO STORY MIXED USE PROJECT TO BE CONSTRUCTED IN ACCORDANCE WITH CITY OF ENCINITAS ZONING AND BUILDING CODES. 4. DENSITY BONUS REQUEST FOR RESIDENTIAL USE. 5. TEMPORARY PROJECT TRAILER AND STORAGE CONTAINER DURING CONSTRUCTION. 6. REQUEST TO WAIVE AN ON SITE LOADING ZONE AND USE THE ALLEY FOR A LOADING ZONE. | New Construction | 2022-02-16 |  | 2225000 | 777 Second Street Mixed Use Complex | Old Encinitas | 2025-09-06 |  | 0 | Esteban Cisneros
MEPR-032495-2024 | 764 Neptune Ave Encinitas, CA 92024 | MEP (Residential) | Finaled | 2024-09-06 | 0 | 5 ton heat pump package unit changeout on roof. Seer rating 14. | Alteration & Repair | 2024-08-30 | 2024-10-15 | 16000 |  | Leucadia | 2025-04-14 | 2024-10-15 | 0 | Esteban Cisneros
BLDR-026568-2023 | 1266 Loch Lomond Dr Cardiff-by-the-Sea, CA 92007 | Building (Residential) | Issued | 2024-09-06 | 1143 | MULTIPLE PERMITS: ALTERATION/REPAIR (BLDR-026568-2023), ADU/AUP (BLDR-026582-2023), ADU (BLDR-026583-2023) : The interior and exterior of the home has been subject to remodeling, (NO load Bering walls). With the addition of an attached ADU on the back portion of the home. | Alteration & Repair | 2023-06-12 |  | 257036 |  | Inside City | 2025-06-17 | 2024-12-19 | 0 | Esteban Cisneros
BLDR-026583-2023 | 1264 Loch Lomond Dr Cardiff-by-the-Sea, CA 92007 | Building (Residential) | Issued | 2024-09-06 | 494 | MULTIPLE PERMITS: ADU/AUP (BLDR-026582-2023), ALTERATION/REPAIR (BLDR-026568-2023), ADU (BLDR-026583-2023) : ADDITION OF AN ADU TO THE ADDITION OF BACK OF THE MAIN BUILDING AS AN ADU W/ 503.75 SQFT | Accessory Dwelling Unit | 2023-06-13 |  | 46368 | Ferree ADU | Cardiff-By-The-Sea | 2025-06-17 | 2024-12-19 | 0 | Esteban Cisneros
MEPR-032565-2024 | 2031 Bulrush Ln Cardiff-by-the-Sea, CA 92007 | MEP (Residential) | Finaled | 2024-09-06 | 0 | EV charger - 1 TESLA WALL CONNECTOR | Energy Efficiency | 2024-09-05 | 2024-12-20 | 1600 |  | Cardiff-By-The-Sea | 2025-06-18 | 2024-12-20 | 0 | Esteban Cisneros
BLDR-031961-2024 | 1243 Hermes Ave Encinitas, CA 92024 | Building (Residential) | Issued | 2024-09-09 | 243 | New Master Plan Swimming Pool & Spa | Pool | 2024-07-22 |  | 45000 |  | Leucadia | 2025-03-26 | 2024-09-27 | 0 | Esteban Cisneros
MEPR-032596-2024 | 711 4th St ENCINITAS, CA 92024 | MEP (Residential) | Issued | 2024-09-09 | 0 | SDGE shut gas off to property gas leak under concrete patio. Make repairs. | Alteration & Repair | 2024-09-09 |  | 1700 |  | Inside City | 2025-03-10 | 2024-09-09 | 0 | Esteban Cisneros
MEPR-032560-2024 | 2365 Jennifer Ln Encinitas, CA 92024 | MEP (Residential) | Issued | 2024-09-09 | 0 | REPLACE (2) 3 TON 17 SEER AC'S , ONE ON LEFT AND ONE ON RIGHT SIDE. REPLACE (2) 66K BTU FURNACES IN ATTIC, USING EXISTING R6 DUCTWORK | Alteration & Repair | 2024-09-05 |  | 27000 |  | Olivenhain | 2025-09-09 |  | 0 | Esteban Cisneros
MEPC-032067-2024 | 389 Requeza St Encinitas, CA 92024 | MEP (Non-Residential) | Issued | 2024-09-09 | 0 | INSTALLATION OF (1) NEW EV DC FASTCHARGER (PUBLIC) | Energy Efficiency | 2024-07-29 |  | 156000 |  | Old Encinitas | 2025-03-17 | 2024-09-18 | 0 | Esteban Cisneros
MEPR-032566-2024 | 1305 Calle Scott Encinitas, CA 92024 | MEP (Residential) | Finaled | 2024-09-09 | 0 | Replacing current water pipes with copper pipes | Alteration & Repair | 2024-09-05 | 2024-09-19 | 0 |  | New Encinitas | 2025-03-18 | 2024-09-19 | 0 | Nicole Spradlin
MEPR-032571-2024 | 713 Ocean Crest Rd Cardiff-by-the-Sea, CA 92007 | MEP (Residential) | Issued | 2024-09-09 | 0 | ESS in relation to MEPR-032413-2024. 5kWH. | New Installation | 2024-09-05 |  | 10000 |  | Cardiff-By-The-Sea | 2025-09-09 |  | 0 | Esteban Cisneros
MEPR-032562-2024 | 2031 Bulrush Ln Cardiff-by-the-Sea, CA 92007 | MEP (Residential) | Issued | 2024-09-09 | 0 | Â· (1) TESLA POWERWALL 3 BATTERY + INVERTER Â· (15) CANADIAN SOLAR CS3N-390MS [BLK] MODULES [MEPR-032561-202] Â· (1) TESLA BACKUP SWITCH Â· (1) RAPID SHUTDOWN SWITCH Â· (1) BATTERY AC DISCONNECT Â· (1) BATTERY HEAT ALARM Â· (1) TESLA WALL CONNECTOR Â· (1) 125A SUB-PANEL FOR CIRCUIT RELOCATION Â· 5.85 kW DC / 5.38 KW CEC AC SYSTEM SIZE | New Installation | 2024-09-05 |  | 15250 |  | Cardiff-By-The-Sea | 2025-09-09 |  | 0 | Esteban Cisneros
MEPR-032546-2024 | 416 Sandalwood Ct Encinitas, CA 92024 | MEP (Residential) | Finaled | 2024-09-09 | 0 | REPLACE 2 HEAT PUMPS AND 2 FURNACES | Alteration & Repair | 2024-09-04 | 2024-11-21 | 0 |  | Old Encinitas | 2025-05-20 | 2024-11-21 | 0 | Esteban Cisneros
BLDR-031933-2024 | 1400 Anacona Pl Unit: 202 Encinitas, CA 92024 | Building (Residential) | Issued | 2024-09-09 | 1021 | Phase 210: 7-plex : Model Plan 7 - Lot 1079 | New Construction | 2024-07-22 |  | 258318 | Fox Point Farms - Parent Project | Leucadia | 2025-05-27 | 2024-11-26 | 0 | Esteban Cisneros
BLDR-019029-2022 | 1367 Hygeia Ave Encinitas, CA 92024 | Building (Residential) | Issued | 2024-09-09 | 1324 | Construction of ADU(BLDR-019029-2022) over new garage(BLDR-019161-2022). ADU is 1367 Hygeia Ave | Accessory Dwelling Unit | 2022-02-15 |  | 350000 |  | Leucadia | 2025-05-27 | 2024-11-25 | 0 | Esteban Cisneros
BLDR-019161-2022 | 1369 Hygeia Ave Encinitas, CA 92024 | Building (Residential) | Issued | 2024-09-09 | 1324 | 999 Sq Ft Garage and 325 Sq Ft deck. Construction of ADU(BLDR-019029-2022) over new garage(BLDR-019161-2022). | Temporary or Accessory Structure | 2022-02-17 |  | 75000 |  | Leucadia | 2025-04-15 | 2024-10-17 | 0 | Nina Martin
BLDR-031716-2024 | 1400 Anacona Pl Unit: 201 Encinitas, CA 92024 | Building (Residential) | Issued | 2024-09-09 | 1021 | Phase 210: 7-plex : Model Plan 7 - Lot 1073 | New Construction | 2024-07-08 |  | 258318 | Fox Point Farms - Parent Project | Leucadia | 2025-05-27 | 2024-11-26 | 0 | Esteban Cisneros
BLDR-031874-2024 | 1400 Anacona Pl Unit: 101 Encinitas, CA 92024 | Building (Residential) | Issued | 2024-09-09 | 940 | Phase 210: 7-plex : Model Plan 6 - Lot 1074 | New Construction | 2024-07-18 |  | 219585 | Fox Point Farms - Parent Project | Leucadia | 2025-05-27 | 2024-11-26 | 0 | Esteban Cisneros
BLDR-031929-2024 | 1400 Anacona Pl Unit: 104 Encinitas, CA 92024 | Building (Residential) | Issued | 2024-09-09 | 1308 | Phase 210: 7-plex : Model Plan 9 - Lot 1077 | New Construction | 2024-07-22 |  | 297775 | Fox Point Farms - Parent Project | Leucadia | 2025-05-27 | 2024-11-26 | 0 | Esteban Cisneros
BLDR-031887-2024 | 1400 Anacona Pl Unit: 103 Encinitas, CA 92024 | Building (Residential) | Issued | 2024-09-09 | 1172 | Phase 210: 7-plex : Model Plan 8 - Lot 1076 | New Construction | 2024-07-18 |  | 271137 | Fox Point Farms - Parent Project | Leucadia | 2025-05-27 | 2024-11-26 | 0 | Esteban Cisneros
BLDR-031931-2024 | 1400 Anacona Pl Unit: 105 Encinitas, CA 92024 | Building (Residential) | Issued | 2024-09-09 | 940 | Phase 210: 7-plex : Model Plan 6 - Lot 1078 | New Construction | 2024-07-22 |  | 219585 | Fox Point Farms - Parent Project | Leucadia | 2025-05-27 | 2024-11-26 | 0 | Esteban Cisneros
BLDR-031875-2024 | 1400 Anacona Pl Unit: 102 Encinitas, CA 92024 | Building (Residential) | Issued | 2024-09-09 | 1308 | Phase 210: 7-plex : Model Plan 9 - Lot 1075 | New Construction | 2024-07-18 |  | 297775 | Fox Point Farms - Parent Project | Leucadia | 2025-05-27 | 2024-11-26 | 0 | Esteban Cisneros
MEPR-032572-2024 | 713 Ocean Crest Rd Cardiff-by-the-Sea, CA 92007 | MEP (Residential) | Issued | 2024-09-10 | 0 | MPU in relation to MEPR-032413-2024. New 125A MSP with 100A Main Breaker | Alteration & Repair | 2024-09-05 |  | 5000 |  | Cardiff-By-The-Sea | 2025-09-10 |  | 0 | Esteban Cisneros
BLDR-032527-2024 | 1820 S El Camino Real Unit: 101 Encinitas, CA 92024 | Building (Residential) | Issued | 2024-09-10 | 17600 | Hot and cold water repipe on each unit 101, 102,103,104,104,106,107,108,201,202,203,204,205,206,207,208. MASTER (units 102-108, 201-208 to be reviewed under BLDR-032527-2024). Building has 16 units total, 8 units on 1st floor and 8 units on 2nd floor. New material used is PEX Type A. 2ft x 2ft holes opened ONLY on one side of the unit to avoid cutting fire resistive walls as much as we can. When fire wall is open the practice is to apply the 1st layer of drywall, apply RedGuard E84 rated coating (up to city code) pass city inspection and after that 2nd layer of drywall is installed. | Alteration & Repair | 2024-09-03 |  | 64000 |  | New Encinitas | 2025-03-12 | 2024-09-13 | 0 | Esteban Cisneros
MEPR-032599-2024 | 896 Passiflora Ave Encinitas, CA 92024 | MEP (Residential) | Finaled | 2024-09-10 | 0 | Roof mounted single family residential solar, 6.4 KW, 16 modules | Energy Efficiency | 2024-09-09 | 2024-09-20 | 16000 |  | Leucadia | 2025-03-19 | 2024-09-20 | 0 | Nicole Spradlin
MEPR-032589-2024 | 853 Regal Rd Encinitas, CA 92024 | MEP (Residential) | Issued | 2024-09-10 | 0 | Install EV Charger | Energy Efficiency | 2024-09-09 |  | 500 |  | Old Encinitas | 2025-09-10 |  | 0 | Esteban Cisneros
BLDR-032536-2024 | 1820 S El Camino Real Unit: 102 Encinitas, CA 92024 | Building (Residential) | Issued | 2024-09-10 | 17600 | Hot and cold water repipe on each unit 101, 102,103,104,104,106,107,108,201,202,203,204,205,206,207,208. MASTER (units 102-108, 201-208 to be reviewed under BLDR-032527-2024) Building has 16 units total, 8 units on 1st floor and 8 units on 2nd floor. New material used is PEX Type A. 2ft x 2ft holes opened ONLY on one side of the unit to avoid cutting fire resistive walls as much as we can. When fire wall is open the practice is to apply the 1st layer of drywall, apply RedGuard E84 rated coating (up to city code) pass city inspection and after that 2nd layer of drywall is installed. | New Construction | 2024-09-04 |  | 64000 |  | New Encinitas | 2025-03-12 | 2024-09-13 | 0 | Esteban Cisneros
BLDR-032538-2024 | 1820 S El Camino Real Unit: 103 Encinitas, CA 92024 | Building (Residential) | Issued | 2024-09-10 | 17600 | Hot and cold water repipe on each unit 101, 102,103,104,104,106,107,108,201,202,203,204,205,206,207,208. MASTER (units 102-108, 201-208 to be reviewed under BLDR-032527-2024). Building has 16 units total, 8 units on 1st floor and 8 units on 2nd floor. New material used is PEX Type A. 2ft x 2ft holes opened ONLY on one side of the unit to avoid cutting fire resistive walls as much as we can. When fire wall is open the practice is to apply the 1st layer of drywall, apply RedGuard E84 rated coating (up to city code) pass city inspection and after that 2nd layer of drywall is installed. | New Construction | 2024-09-04 |  | 64000 |  | New Encinitas | 2025-03-12 | 2024-09-13 | 0 | Esteban Cisneros
BLDR-032539-2024 | 1820 S El Camino Real Unit: 104 Encinitas, CA 92024 | Building (Residential) | Issued | 2024-09-10 | 17600 | Hot and cold water repipe on each unit 101, 102,103,104,104,106,107,108,201,202,203,204,205,206,207,208. MASTER (units 102-108, 201-208 to be reviewed under BLDR-032527-2024). Building has 16 units total, 8 units on 1st floor and 8 units on 2nd floor. New material used is PEX Type A. 2ft x 2ft holes opened ONLY on one side of the unit to avoid cutting fire resistive walls as much as we can. When fire wall is open the practice is to apply the 1st layer of drywall, apply RedGuard E84 rated coating (up to city code) pass city inspection and after that 2nd layer of drywall is installed. | New Construction | 2024-09-04 |  | 64000 |  | New Encinitas | 2025-03-12 | 2024-09-13 | 0 | Esteban Cisneros
BLDR-032543-2024 | 1820 S El Camino Real Unit: 106 Encinitas, CA 92024 | Building (Residential) | Issued | 2024-09-10 | 17600 | Hot and cold water repipe on each unit 101, 102,103,104,104,106,107,108,201,202,203,204,205,206,207,208. MASTER (units 102-108, 201-208 to be reviewed under BLDR-032527-2024). Building has 16 units total, 8 units on 1st floor and 8 units on 2nd floor. New material used is PEX Type A. 2ft x 2ft holes opened ONLY on one side of the unit to avoid cutting fire resistive walls as much as we can. When fire wall is open the practice is to apply the 1st layer of drywall, apply RedGuard E84 rated coating (up to city code) pass city inspection and after that 2nd layer of drywall is installed. | New Construction | 2024-09-04 |  | 64000 |  | New Encinitas | 2025-03-12 | 2024-09-13 | 0 | Esteban Cisneros
BLDR-032541-2024 | 1820 S El Camino Real Unit: 105 Encinitas, CA 92024 | Building (Residential) | Issued | 2024-09-10 | 17600 | Hot and cold water repipe on each unit 101, 102,103,104,104,106,107,108,201,202,203,204,205,206,207,208. MASTER (units 102-108, 201-208 to be reviewed under BLDR-032527-2024). Building has 16 units total, 8 units on 1st floor and 8 units on 2nd floor. New material used is PEX Type A. 2ft x 2ft holes opened ONLY on one side of the unit to avoid cutting fire resistive walls as much as we can. When fire wall is open the practice is to apply the 1st layer of drywall, apply RedGuard E84 rated coating (up to city code) pass city inspection and after that 2nd layer of drywall is installed. | New Construction | 2024-09-04 |  | 64000 |  | New Encinitas | 2025-03-12 | 2024-09-13 | 0 | Esteban Cisneros
BLDR-032550-2024 | 1820 S El Camino Real Unit: 202 Encinitas, CA 92024 | Building (Residential) | Issued | 2024-09-10 | 17600 | Hot and cold water repipe on each unit 101, 102,103,104,104,106,107,108,201,202,203,204,205,206,207,208. MASTER (units 102-108, 201-208 to be reviewed under BLDR-032527-2024). Building has 16 units total, 8 units on 1st floor and 8 units on 2nd floor. New material used is PEX Type A. 2ft x 2ft holes opened ONLY on one side of the unit to avoid cutting fire resistive walls as much as we can. When fire wall is open the practice is to apply the 1st layer of drywall, apply RedGuard E84 rated coating (up to city code) pass city inspection and after that 2nd layer of drywall is installed. | New Construction | 2024-09-04 |  | 64000 |  | New Encinitas | 2025-03-12 | 2024-09-13 | 0 | Esteban Cisneros
BLDR-032547-2024 | 1820 S El Camino Real Unit: 108 Encinitas, CA 92024 | Building (Residential) | Issued | 2024-09-10 | 17600 | Hot and cold water repipe on each unit 101, 102,103,104,104,106,107,108,201,202,203,204,205,206,207,208. MASTER (units 102-108, 201-208 to be reviewed under BLDR-032527-2024). Building has 16 units total, 8 units on 1st floor and 8 units on 2nd floor. New material used is PEX Type A. 2ft x 2ft holes opened ONLY on one side of the unit to avoid cutting fire resistive walls as much as we can. When fire wall is open the practice is to apply the 1st layer of drywall, apply RedGuard E84 rated coating (up to city code) pass city inspection and after that 2nd layer of drywall is installed. | New Construction | 2024-09-04 |  | 64000 |  | New Encinitas | 2025-03-12 | 2024-09-13 | 0 | Esteban Cisneros
BLDR-032548-2024 | 1820 S El Camino Real Unit: 201 Encinitas, CA 92024 | Building (Residential) | Issued | 2024-09-10 | 17600 | Hot and cold water repipe on each unit 101, 102,103,104,104,106,107,108,201,202,203,204,205,206,207,208. MASTER (units 102-108, 201-208 to be reviewed under BLDR-032527-2024). Building has 16 units total, 8 units on 1st floor and 8 units on 2nd floor. New material used is PEX Type A. 2ft x 2ft holes opened ONLY on one side of the unit to avoid cutting fire resistive walls as much as we can. When fire wall is open the practice is to apply the 1st layer of drywall, apply RedGuard E84 rated coating (up to city code) pass city inspection and after that 2nd layer of drywall is installed. | New Construction | 2024-09-04 |  | 64000 |  | New Encinitas | 2025-03-12 | 2024-09-13 | 0 | Esteban Cisneros
BLDR-032554-2024 | 1820 S El Camino Real Unit: 206 Encinitas, CA 92024 | Building (Residential) | Issued | 2024-09-10 | 17600 | Hot and cold water repipe on each unit 101, 102,103,104,104,106,107,108,201,202,203,204,205,206,207,208. MASTER (units 102-108, 201-208 to be reviewed under BLDR-032527-2024). Building has 16 units total, 8 units on 1st floor and 8 units on 2nd floor. New material used is PEX Type A. 2ft x 2ft holes opened ONLY on one side of the unit to avoid cutting fire resistive walls as much as we can. When fire wall is open the practice is to apply the 1st layer of drywall, apply RedGuard E84 rated coating (up to city code) pass city inspection and after that 2nd layer of drywall is installed. | New Construction | 2024-09-04 |  | 64000 |  | New Encinitas | 2025-03-12 | 2024-09-13 | 0 | Esteban Cisneros
BLDR-032559-2024 | 1820 S El Camino Real Unit: 208 Encinitas, CA 92024 | Building (Residential) | Issued | 2024-09-10 | 17600 | Hot and cold water repipe on each unit 101, 102,103,104,104,106,107,108,201,202,203,204,205,206,207,208. MASTER (units 102-108, 201-208 to be reviewed under BLDR-032527-2024). Building has 16 units total, 8 units on 1st floor and 8 units on 2nd floor. New material used is PEX Type A. 2ft x 2ft holes opened ONLY on one side of the unit to avoid cutting fire resistive walls as much as we can. When fire wall is open the practice is to apply the 1st layer of drywall, apply RedGuard E84 rated coating (up to city code) pass city inspection and after that 2nd layer of drywall is installed. | New Construction | 2024-09-05 |  | 64000 |  | New Encinitas | 2025-03-12 | 2024-09-13 | 0 | Esteban Cisneros
MEPR-032525-2024 | 1144 WOODLAKE Dr CARDIFF, CA | MEP (Residential) | Issued | 2024-09-10 | 0 | LIKE-FOR-LIKE ELECTRIC PANEL INSTALLATION | Alteration & Repair | 2024-09-03 |  | 0 |  | Inside City | 2025-03-25 | 2024-09-26 | 0 | Esteban Cisneros
BLDR-032551-2024 | 1820 S El Camino Real Unit: 203 Encinitas, CA 92024 | Building (Residential) | Issued | 2024-09-10 | 17600 | Hot and cold water repipe on each unit 101, 102,103,104,104,106,107,108,201,202,203,204,205,206,207,208. MASTER (units 102-108, 201-208 to be reviewed under BLDR-032527-2024). Building has 16 units total, 8 units on 1st floor and 8 units on 2nd floor. New material used is PEX Type A. 2ft x 2ft holes opened ONLY on one side of the unit to avoid cutting fire resistive walls as much as we can. When fire wall is open the practice is to apply the 1st layer of drywall, apply RedGuard E84 rated coating (up to city code) pass city inspection and after that 2nd layer of drywall is installed. | New Construction | 2024-09-04 |  | 64000 |  | New Encinitas | 2025-03-12 | 2024-09-13 | 0 | Esteban Cisneros
BLDR-032553-2024 | 1820 S El Camino Real Unit: 205 Encinitas, CA 92024 | Building (Residential) | Issued | 2024-09-10 | 17600 | Hot and cold water repipe on each unit 101, 102,103,104,104,106,107,108,201,202,203,204,205,206,207,208. MASTER (units 102-108, 201-208 to be reviewed under BLDR-032527-2024). Building has 16 units total, 8 units on 1st floor and 8 units on 2nd floor. New material used is PEX Type A. 2ft x 2ft holes opened ONLY on one side of the unit to avoid cutting fire resistive walls as much as we can. When fire wall is open the practice is to apply the 1st layer of drywall, apply RedGuard E84 rated coating (up to city code) pass city inspection and after that 2nd layer of drywall is installed. | New Construction | 2024-09-04 |  | 64000 |  | New Encinitas | 2025-03-12 | 2024-09-13 | 0 | Esteban Cisneros
BLDR-032552-2024 | 1820 S El Camino Real Unit: 204 Encinitas, CA 92024 | Building (Residential) | Issued | 2024-09-10 | 17600 | Hot and cold water repipe on each unit 101, 102,103,104,104,106,107,108,201,202,203,204,205,206,207,208. MASTER (units 102-108, 201-208 to be reviewed under BLDR-032527-2024). Building has 16 units total, 8 units on 1st floor and 8 units on 2nd floor. New material used is PEX Type A. 2ft x 2ft holes opened ONLY on one side of the unit to avoid cutting fire resistive walls as much as we can. When fire wall is open the practice is to apply the 1st layer of drywall, apply RedGuard E84 rated coating (up to city code) pass city inspection and after that 2nd layer of drywall is installed. | New Construction | 2024-09-04 |  | 64000 |  | New Encinitas | 2025-03-12 | 2024-09-13 | 0 | Esteban Cisneros
BLDR-032544-2024 | 1820 S El Camino Real Unit: 107 Encinitas, CA 92024 | Building (Residential) | Issued | 2024-09-10 | 17600 | Hot and cold water repipe on each unit 101, 102,103,104,104,106,107,108,201,202,203,204,205,206,207,208. MASTER (units 102-108, 201-208 to be reviewed under BLDR-032527-2024). Building has 16 units total, 8 units on 1st floor and 8 units on 2nd floor. New material used is PEX Type A. 2ft x 2ft holes opened ONLY on one side of the unit to avoid cutting fire resistive walls as much as we can. When fire wall is open the practice is to apply the 1st layer of drywall, apply RedGuard E84 rated coating (up to city code) pass city inspection and after that 2nd layer of drywall is installed. | New Construction | 2024-09-04 |  | 64000 |  | New Encinitas | 2025-03-12 | 2024-09-13 | 0 | Esteban Cisneros
BLDR-032558-2024 | 1820 S El Camino Real Unit: 207 Encinitas, CA 92024 | Building (Residential) | Issued | 2024-09-10 | 17600 | Hot and cold water repipe on each unit 101, 102,103,104,104,106,107,108,201,202,203,204,205,206,207,208. MASTER (units 102-108, 201-208 to be reviewed under BLDR-032527-2024). Building has 16 units total, 8 units on 1st floor and 8 units on 2nd floor. New material used is PEX Type A. 2ft x 2ft holes opened ONLY on one side of the unit to avoid cutting fire resistive walls as much as we can. When fire wall is open the practice is to apply the 1st layer of drywall, apply RedGuard E84 rated coating (up to city code) pass city inspection and after that 2nd layer of drywall is installed. | New Construction | 2024-09-05 |  | 64000 |  | New Encinitas | 2025-03-12 | 2024-09-13 | 0 | Esteban Cisneros
MEPR-032524-2024 | 1063 Woodlake Dr Cardiff-by-the-Sea, CA 92007 | MEP (Residential) | Issued | 2024-09-10 | 0 | LIKE-FOR-LIKE ELECTRIC PANEL INSTALLAITON | Alteration & Repair | 2024-09-03 |  | 0 |  | Cardiff-By-The-Sea | 2025-03-24 | 2024-09-24 | 0 | Esteban Cisneros
MEPR-030548-2024 | 960 S Coast Highway 101 Unit: 201 Encinitas, CA 92024 | MEP (Residential) | Issued | 2024-09-10 | 0 | NEW 2.52DC kW(2.33AC kW) ROOF MOUNTED PHOTOVOLTAIC SYSTEM W/ 7 MODS AND 7 MICRO INV. | Energy Efficiency | 2024-03-28 |  | 0 |  | Old Encinitas | 2025-09-10 |  | 0 | Esteban Cisneros
MEPR-032568-2024 | 765 Del Riego Ave Encinitas, CA 92024 | MEP (Residential) | Finaled | 2024-09-10 | 0 | As part of BLDR-029413-2024 ADU, which is a 200 amp dwelling, a service upgrade is required. Installing 2 x 200-amp all in one meter main/breaker on the north wall of 765 Del Riego, with upgraded service (currently 100 amp). Both will need to be matched, hence 200 amp to match manufactured home ADU specs. | Service Change | 2024-09-05 | 2024-10-14 | 1000 |  | Leucadia | 2025-04-14 | 2024-10-14 | 0 | Esteban Cisneros
BLDC-028979-2023 | 90 N Coast Highway 101 Unit: 210 Encinitas, CA 92024 | Building (Non-Residential) | Issued | 2024-09-10 | 845 | Adding to Partition walls to separate the space | Tenant Improvement | 2023-11-29 |  | 7000 |  | Old Encinitas | 2025-04-07 | 2024-10-09 | 0 | Esteban Cisneros
MEPR-032615-2024 | 1742 Swallowtail Rd Encinitas, CA 92024 | MEP (Residential) | Finaled | 2024-09-11 | 0 | Ev Charging Station | Energy Efficiency | 2024-09-09 | 2024-09-30 | 0 |  | Leucadia | 2025-03-31 | 2024-09-30 | 0 | Esteban Cisneros
MEPR-032333-2024 | 433 Village Run E Encinitas, CA 92024 | MEP (Residential) | Issued | 2024-09-11 | 0 | 11.34 KW Solar Roof Mount, 28 Modules | Energy Efficiency | 2024-08-20 |  | 0 |  | New Encinitas | 2025-09-11 |  | 0 | Esteban Cisneros
MEPR-032582-2024 | 561 Caretta Way Cardiff-by-the-Sea, CA 92007 | MEP (Residential) | Finaled | 2024-09-11 | 0 | Replace Water Heater, Like for Like, Inside Garage | Water Heater | 2024-09-06 | 2024-09-26 | 0 |  | Cardiff-By-The-Sea | 2025-03-25 | 2024-09-26 | 0 | Esteban Cisneros
BLDR-031776-2024 | 1878 Wilstone Ave Encinitas, CA 92024 | Building (Residential) | Issued | 2024-09-11 | 444 | Multiple Permits: Garage Conversion to JADU (BLDR-031771-2024) and Interior Remodel/Addition | Addition | 2024-07-12 |  | 45704 |  | Leucadia | 2025-03-31 | 2024-09-30 | 0 | Esteban Cisneros
SIGN-032447-2024 | 1040 N El Camino Real Encinitas, CA 92024 | Sign | Issued | 2024-09-11 | 22.36 | Sign A: (1) Illuminated Wall Sign 22.36 SF | Permanent | 2024-08-28 |  | 3000 |  | New Encinitas | 2025-03-10 |  | 0 | Esteban Cisneros
MEPC-032469-2024 | 514 La Costa Ave Encinitas, CA 92024 | MEP (Non-Residential) | Finaled | 2024-09-11 | 0 | 100 amp and 200 amp temp meters | Temporary Power Pole | 2024-08-29 | 2024-09-23 | 2000 |  | Inside City | 2025-03-19 | 2024-09-20 | 0 | Nicole Spradlin
MEPR-032612-2024 | 247 Cerro St Encinitas, CA 92024 | MEP (Residential) | Finaled | 2024-09-11 | 0 | 10 mods, 3.95kw/dc, Existing main, 1 battery [separate permit], BUI, Essential loads | Energy Efficiency | 2024-09-09 | 2024-10-03 | 7900 |  | New Encinitas | 2025-04-01 | 2024-10-03 | 0 | Esteban Cisneros
BLDR-031771-2024 | 1880 Wilstone Ave Encinitas, CA 92024 | Building (Residential) | Issued | 2024-09-11 | 444 | Multiple Permits : Garage Conversion to JADU and Interior Remodel/Addition (BLDR-031776-2024) | Accessory Dwelling Unit | 2024-07-11 |  | 30192 | Wilstone Avenue Junior Accessory Dwelling Unit | Leucadia | 2025-03-31 | 2024-09-30 | 0 | Esteban Cisneros
MEPR-032620-2024 | 344 Seeman Dr Encinitas, CA 92024 | MEP (Residential) | Issued | 2024-09-11 | 0 | Residential Roof Mount Solar PV 5.13 kW, 13 Modules, 1 Inverter. | Energy Efficiency | 2024-09-10 |  | 0 |  | Old Encinitas | 2025-05-05 | 2024-11-06 | 0 | Esteban Cisneros
MEPR-032594-2024 | 176 E Jason St Encinitas, CA 92024 | MEP (Residential) | Finaled | 2024-09-11 | 0 | change out like for like tankless water heater in garage | Water Heater | 2024-09-09 | 2024-10-22 | 7000 |  | Leucadia | 2025-04-21 | 2024-10-22 | 0 | Esteban Cisneros
BLDR-032610-2024 | 497 Ocean View Ave Encinitas, CA 92024 | Building (Residential) | Issued | 2024-09-11 | 441 | Multiple Permits: Addition (BLDR-029683-2024) & JADU (BLDR-032610-2024) BUILDING PERMIT FOR 1,397 SQ FT ADDITION TO EXISTING SINGLE FAMILY HOME AND FOR CONVERSION OF 596 SQ FT OF GARAGE AREA TO LIVING AREA (AREA HAS ALREADY BEEN CONVERTED AND WAS PREVIOUSLY PERMITTED AS A GARAGE). | Accessory Dwelling Unit | 2024-09-09 |  | 29988 | Gibson Residence JADU | Old Encinitas | 2025-06-16 | 2024-12-16 | 0 | Esteban Cisneros
BLDR-029683-2024 | 495 Ocean View Ave Encinitas, CA 92024 | Building (Residential) | Issued | 2024-09-11 | 441 | BUILDING PERMIT FOR 1,397 SQ FT ADDITION TO EXISTING SINGLE FAMILY HOME AND FOR CONVERSION OF 596 SQ FT OF GARAGE AREA TO LIVING AREA (AREA HAS ALREADY BEEN CONVERTED AND WAS PREVIOUSLY PERMITTED AS A GARAGE). | Addition | 2024-01-23 |  | 225000 | Gibson Residence JADU | Old Encinitas | 2025-06-09 | 2024-12-11 | 0 | Esteban Cisneros
MEPR-032639-2024 | 1301 Bergamo Pl Unit: 104 Encinitas, CA 92024 | MEP (Residential) | Issued | 2024-09-12 | 0 | Roof Mount PV Install - 2.84kW - 7 Modules/micro-inverters - Plan 9 - Phase 205 - Lot 1044 Shea Homes - Fox Point Farms-TH (4-7 units)-Tract-16527 Under Master: MEPR-022193-2022 | Energy Efficiency | 2024-09-11 |  | 7000 |  | Leucadia | 2025-09-12 |  | 0 | Esteban Cisneros
BLDC-031866-2024 | 217 Chesterfield Dr Cardiff-by-the-Sea, CA 92007 | Building (Non-Residential) | Issued | 2024-09-12 | 1750 | remove roof tile, wood fascia, brick fireplaces and chimneys, and windows | Demolition | 2024-07-18 |  | 20000 |  | Cardiff-By-The-Sea | 2025-09-12 |  | 0 | Esteban Cisneros
MEPR-032253-2024 | 791 Lynwood Dr Encinitas, CA 92024 | MEP (Residential) | Issued | 2024-09-12 | 0 | 1.) PROPOSED GAS RUN 133LF TRENCHED -18'', 1.5'' POLY GAS LINE TO (2) TWO STUB OUTS (45K BTU & 75K BTU) 2.) PROPOSED ELECTRICAL RUN 68 LF OF 1'' CONDUIT TO 60 AMP ELECTRICAL STUB | Alteration & Repair | 2024-08-13 |  | 2500 |  | Leucadia | 2025-04-07 | 2024-10-08 | 0 | Esteban Cisneros
MEPR-032300-2024 | 716 Orpheus Ave Encinitas, CA 92024 | MEP (Residential) | Issued | 2024-09-12 | 0 | INSTALLATION OF TWO POWERWALL 3 BATTERIES, SOLAR ON SEPARATE PERMIT | Alteration & Repair | 2024-08-16 |  | 27000 |  | Leucadia | 2025-09-12 |  | 0 | Esteban Cisneros
MEPR-032624-2024 | 731 Orpheus Ave Encinitas, CA 92024 | MEP (Residential) | Finaled | 2024-09-12 | 0 | INSTALLATION TO EXISTING PV SOLAR SYSTEM Â· (1) ENPHASE IQ BATTERY 5P Â· (1) BATTERY DISCONNECT Â· NEW 125A ENPHASE IQ COMBINER 5 | New Installation | 2024-09-10 | 2024-09-30 | 7000 |  | Leucadia | 2025-03-31 | 2024-09-30 | 0 | Esteban Cisneros
MEPR-032642-2024 | 1301 Bergamo Pl Unit: 102 Encinitas, CA 92024 | MEP (Residential) | Issued | 2024-09-12 | 0 | Roof Mount PV Install - 2.84kW - 7 Modules/micro-inverters - Plan 9 - Phase 205 - Lot 1046 Shea Homes - Fox Point Farms-TH (4-7 units)-Tract-16527 Under Master: MEPR-022193-2022 | Energy Efficiency | 2024-09-11 |  | 7000 |  | Leucadia | 2025-09-12 |  | 0 | Esteban Cisneros
SIGN-032408-2024 | 669 Second St Encinitas, CA 92024 | Sign | Issued | 2024-09-12 | 10.5 | Sign A: (1) Illuminated Wall Sign 10.50 SF | Permanent | 2024-08-25 |  | 3200 |  | Old Encinitas | 2025-03-11 |  | 0 | Esteban Cisneros
MEPR-032579-2024 | 1315 Greenlake Dr Cardiff-by-the-Sea, CA 92007 | MEP (Residential) | Issued | 2024-09-12 | 0 | ESS in relation to MEPR-032448-2024. 5.0kWH. | New Installation | 2024-09-06 |  | 10000 |  | Cardiff-By-The-Sea | 2025-09-12 |  | 0 | Esteban Cisneros
MEPR-032621-2024 | 344 Seeman Dr Encinitas, CA 92024 | MEP (Residential) | Issued | 2024-09-12 | 0 | Install (3) energy storage systems. | New Installation | 2024-09-10 |  | 0 |  | Old Encinitas | 2025-09-12 |  | 0 | Esteban Cisneros
MEPR-032637-2024 | 761 Second St Encinitas, CA 92024 | MEP (Residential) | Finaled | 2024-09-12 | 0 | pv solar roof mount ONLY | Energy Efficiency | 2024-09-11 | 2024-10-21 | 0 |  | Old Encinitas | 2025-04-21 | 2024-10-21 | 0 | Esteban Cisneros
MEPC-028174-2023 | 565 Westlake St Unit: 100 Encinitas, CA 92024 | MEP (Non-Residential) | Issued | 2024-09-12 | 0 | Installing (1) 150kw natural gas generator with (1) 300kw automatic transfer switch | Alteration & Repair | 2023-10-02 |  | 25000 |  | Old Encinitas | 2025-09-12 |  | 0 | Esteban Cisneros
BLDR-017010-2021 | 1254 Berryman Canyon Encinitas, CA 92024 | Building (Residential) | Issued | 2024-09-12 | 3316 | New detached ADU with Garage below (address for ADU is 1254 Berryman Cyn) | Accessory Dwelling Unit | 2021-09-22 |  | 76812.3 | 1252 Berryman Canyon- Addition and Interior Remodel | New Encinitas | 2025-06-03 | 2024-12-05 | 0 | Esteban Cisneros
MEPR-032644-2024 | 1301 Bergamo Pl Unit: 101 Encinitas, CA 92024 | MEP (Residential) | Issued | 2024-09-12 | 0 | Roof Mount PV Install - 2.84kW - 7 Modules/micro-inverters - Plan 10 - Phase 205 - Lot 1047 Shea Homes - Fox Point Farms-TH (4-7 units)-Tract-16527 Under Master: MEPR-022193-2022 | Energy Efficiency | 2024-09-11 |  | 7000 |  | Leucadia | 2025-09-12 |  | 0 | Esteban Cisneros
BLDM-025209-2023 | 3817 Rancho Summit Dr Encinitas, CA 92024 | Building (Mixed Use) | Finaled | 2024-09-12 | 2456 | Open Metal Trellis & decking | Temporary or Accessory Structure | 2023-04-03 | 2024-10-16 | 65000 |  | Olivenhain | 2025-04-14 | 2024-10-16 | 0 | Esteban Cisneros
BLDR-032321-2024 | 1809 Willowhaven Rd Encinitas, CA 92024 | Building (Residential) | Finaled | 2024-09-12 | 300 | Demolition of pool in rear of property | Demolition | 2024-08-19 | 2024-10-17 | 15000 |  | New Encinitas | 2025-04-15 | 2024-10-17 | 0 | Esteban Cisneros
MEPR-032580-2024 | 1315 Greenlake Dr Cardiff-by-the-Sea, CA 92007 | MEP (Residential) | Issued | 2024-09-12 | 0 | MPU in relation to MEPR-032448-2024. New 100A MSP with 100A Main Breaker and 100A Auxiliary Breaker (Solar Ready Panel) | Alteration & Repair | 2024-09-06 |  | 5000 |  | Cardiff-By-The-Sea | 2025-09-12 |  | 0 | Esteban Cisneros
MEPR-032622-2024 | 324 Alviso Way Encinitas, CA 92024 | MEP (Residential) | Finaled | 2024-09-12 | 0 | Installation of two (2) Tesla Powerwall3 energy storage system (batteries). | New Installation | 2024-09-10 | 2024-10-14 | 0 |  | Old Encinitas | 2025-04-14 | 2024-10-14 | 0 | Esteban Cisneros
BLDR-026684-2023 | 335 N Vulcan Ave Encinitas, CA 92024 | Building (Residential) | Issued | 2024-09-12 | 848.6 | New construction of 786.2 sf ADU with 62.6 sf loft for a total of 848.8 sf new livable area. | Accessory Dwelling Unit | 2023-06-19 |  | 350000 | DiCello ADU | Old Encinitas | 2025-06-24 | 2024-12-26 | 0 | Esteban Cisneros
MEPR-032635-2024 | 1528 Avenida De Los Lirios Encinitas, CA 92024 | MEP (Residential) | Finaled | 2024-09-16 | 0 | INSTALLATION OF A 6.4DC kW(5.8AC kW) ROOF MOUNTED PHOTOVOLTAIC SYSTEM W/ 16 MODS AND 16 MICRO INV | Energy Efficiency | 2024-09-11 | 2024-10-02 | 0 |  | New Encinitas | 2025-03-31 | 2024-10-02 | 0 | Esteban Cisneros
MEPR-032486-2024 | 1093 N Vulcan Ave Unit: B Encinitas, CA 92024 | MEP (Residential) | Issued | 2024-09-16 | 0 | We'd like to replace and bring up to code the existing 100A subpanel located in unit B. | Alteration & Repair | 2024-08-29 |  | 0 |  | Leucadia | 2025-09-16 |  | 0 | Esteban Cisneros
MEPR-032649-2024 | 2021 Countrywood Ct Encinitas, CA 92024 | MEP (Residential) | Issued | 2024-09-16 | 0 | Replace Water Heater, Like for Like, Inside Garage | Water Heater | 2024-09-11 |  | 0 |  | New Encinitas | 2025-03-24 | 2024-09-24 | 0 | Esteban Cisneros
BLDR-032631-2024 | 644 Stratford Dr Encinitas, CA 92024 | Building (Residential) | Finaled | 2024-09-16 | 2350 | Re-Roof. Remove existing layers of roofing. Replace wood rot. Supply & install all new ESR-1388 Class A fire-rated Flintlastic SA Cap Sheet roof system by Certainteed. | ReRoof | 2024-09-10 | 2024-09-24 | 18500 |  | Old Encinitas | 2025-03-24 | 2024-09-24 | 0 | Esteban Cisneros
MEPR-032604-2024 | 1423 Neptune Ave Encinitas, CA 92024 | MEP (Residential) | Issued | 2024-09-16 | 0 | 400 Amp Panel Upgrade | Alteration & Repair | 2024-09-09 |  | 8500 |  | Leucadia | 2025-03-24 | 2024-09-24 | 0 | Esteban Cisneros
MEPR-032628-2024 | 1849 Avenida Mimosa Encinitas, CA 92024 | MEP (Residential) | Issued | 2024-09-16 | 0 | Install New 4 ton side yard condenser and 1 disconnect. | Alteration & Repair | 2024-09-10 |  | 14281 |  | New Encinitas | 2025-09-16 |  | 0 | Esteban Cisneros
MEPR-032645-2024 | 1301 Bergamo Pl Unit: 201 Encinitas, CA 92024 | MEP (Residential) | Issued | 2024-09-16 | 0 | Roof Mount PV Install - 2.84kW - 7 Modules/micro-inverters - Plan 7 - Phase 205 - Lot 1042 Shea Homes - Fox Point Farms-TH (4-7 units)-Tract-16527 Under Master: MEPR-022193-2022 | Energy Efficiency | 2024-09-11 |  | 7000 |  | Leucadia | 2025-09-16 |  | 0 | Esteban Cisneros
MEPR-032616-2024 | 2433 7th St Encinitas, CA 92024 | MEP (Residential) | Issued | 2024-09-16 | 0 | NEW INSTALLATION OF (1) TESLA POWERWALL 3 (1707000-XX-Y)(240) BATTERY/INVERTER COMBO TO ADD TO EXISTING PHOTOVOLTAIC SYSTEM | New Installation | 2024-09-09 |  | 5000 |  | Olivenhain | 2025-04-01 | 2024-10-03 | 0 | Esteban Cisneros
MEPR-032488-2024 | 1093 N Vulcan Ave Unit: D Encinitas, CA 92024 | MEP (Residential) | Issued | 2024-09-16 | 0 | We'd like to replace and bring up to code the existing 100A subpanel located in unit D. | Alteration & Repair | 2024-08-29 |  | 0 |  | Leucadia | 2025-04-21 | 2024-10-22 | 0 | Esteban Cisneros
BLDR-023451-2022 | 1402 Via Terrassa Encinitas, CA 92024 | Building (Residential) | Issued | 2024-09-16 | 400 | CONVERSION OF EXISTING 348 S.F. 'STAND-ALONE' LAUNDRY ROOM BUILDING TO ACCESSORY DWELLING UNIT. THE PROJECT ENCLOSES AN EXISTING 52 S.F. COVERED PORCH AND CONVERTS IT TO HABITABLE SPACE. TOTAL ADU IS 400 S.F. | Accessory Dwelling Unit | 2022-12-19 |  | 100000 | The Resort ADUY | New Encinitas | 2025-06-02 | 2024-12-04 | 0 | Nicole Spradlin
MEPR-032521-2024 | 1147 Woodlake Dr Cardiff-by-the-Sea, CA 92007 | MEP (Residential) | Finaled | 2024-09-16 | 0 | LIKE FOR LIKE ELECTRIC PANEL INSTALLATION | Alteration & Repair | 2024-09-03 | 2024-12-03 | 0 |  | Cardiff-By-The-Sea | 2025-06-02 | 2024-12-03 | 0 | Esteban Cisneros
MEPR-032651-2024 | 274 Pacific View Ln Encinitas, CA 92024 | MEP (Residential) | Issued | 2024-09-16 | 0 | Roof mounted 7.8KW PV System | Energy Efficiency | 2024-09-12 |  | 0 |  | Old Encinitas | 2025-09-16 |  | 0 | Esteban Cisneros
BLDR-023152-2022 | 1241 Meadow Wood Pl Encinitas, CA 92024 | Building (Residential) | Finaled | 2024-09-16 | 360 | Redoing Existing Retaining wall and moving back 6 feet. 60 ft long, 6 foot in height. | Retaining Wall | 2022-11-30 | 2024-11-21 | 60000 |  | New Encinitas | 2025-05-20 | 2024-11-21 | 0 | Esteban Cisneros
MEPR-032522-2024 | 1107 WOODLAKE Dr CARDIFF, CA | MEP (Residential) | Issued | 2024-09-16 | 0 | LIKE-FOR-LIKE ELECTRIC PANEL INSTALLATION | Alteration & Repair | 2024-09-03 |  | 0 |  | Inside City | 2025-03-24 | 2024-09-23 | 0 | Esteban Cisneros
BLDR-031962-2024 | 1201 Ustica Pl Unit: 207 Encinitas, CA 92024 | Building (Residential) | Issued | 2024-09-16 | 1119 | Phase 305: 13-plex : Model Plan 17 - Lot 2115 | New Construction | 2024-07-23 |  | 237606 | Fox Point Farms - Parent Project | Leucadia | 2025-06-09 | 2024-12-11 | 0 | Esteban Cisneros
BLDR-031719-2024 | 1201 Ustica Pl Unit: 101 Encinitas, CA 92024 | Building (Residential) | Issued | 2024-09-16 | 704 | Phase 305: 13-plex : Model Plan 11 - Lot 2105 | New Construction | 2024-07-08 |  | 174288 | Fox Point Farms - Parent Project | Leucadia | 2025-06-09 | 2024-12-11 | 0 | Esteban Cisneros
BLDR-031951-2024 | 1201 Ustica Pl Unit: 201 Encinitas, CA 92024 | Building (Residential) | Issued | 2024-09-16 | 973 | Phase 305: 13-plex : Model Plan 15 - Lot 2109 | New Construction | 2024-07-22 |  | 216186 | Fox Point Farms - Parent Project | Leucadia | 2025-06-09 | 2024-12-11 | 0 | Esteban Cisneros
BLDR-031953-2024 | 1201 Ustica Pl Unit: 203 Encinitas, CA 92024 | Building (Residential) | Issued | 2024-09-16 | 1057 | Phase 305: 13-plex : Model Plan 114 - Lot 2111 | New Construction | 2024-07-22 |  | 226154 | Fox Point Farms - Parent Project | Leucadia | 2025-06-09 | 2024-12-11 | 0 | Esteban Cisneros
BLDR-031957-2024 | 1201 Ustica Pl Unit: 205 Encinitas, CA 92024 | Building (Residential) | Issued | 2024-09-16 | 1107 | Phase 305: 13-plex : Model Plan 16 - Lot 2113 | New Construction | 2024-07-22 |  | 235253 | Fox Point Farms - Parent Project | Leucadia | 2025-06-09 | 2024-12-11 | 0 | Esteban Cisneros
BLDR-031964-2024 | 1201 Ustica Pl Unit: 209 Encinitas, CA 92024 | Building (Residential) | Issued | 2024-09-16 | 1380 | Phase 305: 13-plex : Model Plan 18 - Lot 2117 | New Construction | 2024-07-23 |  | 272508 | Fox Point Farms - Parent Project | Leucadia | 2025-06-09 | 2024-12-11 | 0 | Esteban Cisneros
BLDR-031959-2024 | 1201 Ustica Pl Unit: 206 Encinitas, CA 92024 | Building (Residential) | Issued | 2024-09-16 | 1119 | Phase 305: 13-plex : Model Plan 17 - Lot 2114 | New Construction | 2024-07-22 |  | 237606 | Fox Point Farms - Parent Project | Leucadia | 2025-06-09 | 2024-12-11 | 0 | Esteban Cisneros
BLDR-031949-2024 | 1201 Ustica Pl Unit: 103 Encinitas, CA 92024 | Building (Residential) | Issued | 2024-09-16 | 1046 | Phase 305: 13-plex : Model Plan 13 - Lot 2107 | New Construction | 2024-07-22 |  | 214481 | Fox Point Farms - Parent Project | Leucadia | 2025-06-09 | 2024-12-11 | 0 | Esteban Cisneros
BLDR-031952-2024 | 1201 Ustica Pl Unit: 202 Encinitas, CA 92024 | Building (Residential) | Issued | 2024-09-16 | 1057 | Phase 305: 13-plex : Model Plan 14 - Lot 2110 | New Construction | 2024-07-22 |  | 226154 | Fox Point Farms - Parent Project | Leucadia | 2025-06-09 | 2024-12-11 | 0 | Esteban Cisneros
BLDR-031955-2024 | 1201 Ustica Pl Unit: 204 Encinitas, CA 92024 | Building (Residential) | Issued | 2024-09-16 | 704 | Phase 305: 13-plex : Model Plan 11 - Lot 2112 | New Construction | 2024-07-22 |  | 174288 | Fox Point Farms - Parent Project | Leucadia | 2025-06-09 | 2024-12-11 | 0 | Esteban Cisneros
BLDR-031937-2024 | 1201 Ustica Pl Unit: 102 Encinitas, CA 92024 | Building (Residential) | Issued | 2024-09-16 | 1046 | Phase 305: 13-plex : Model Plan 13 - Lot 2106 | New Construction | 2024-07-22 |  | 214481 | Fox Point Farms - Parent Project | Leucadia | 2025-06-09 | 2024-12-11 | 0 | Esteban Cisneros
BLDR-031950-2024 | 1201 Ustica Pl Unit: 104 Encinitas, CA 92024 | Building (Residential) | Issued | 2024-09-16 | 940 | Phase 305: 13-plex : Model Plan 12 - Lot 2108 | New Construction | 2024-07-22 |  | 208414 | Fox Point Farms - Parent Project | Leucadia | 2025-06-09 | 2024-12-11 | 0 | Esteban Cisneros
BLDR-031963-2024 | 1201 Ustica Pl Unit: 208 Encinitas, CA 92024 | Building (Residential) | Issued | 2024-09-16 | 1119 | Phase 305: 13-plex : Model Plan 17 - Lot 2116 | New Construction | 2024-07-23 |  | 237606 | Fox Point Farms - Parent Project | Leucadia | 2025-06-09 | 2024-12-11 | 0 | Esteban Cisneros
BLDR-017004-2021 | 1252 Berryman Canyon Encinitas, CA 92024 | Building (Residential) | Issued | 2024-09-16 | 3316 | INTERIOR REMODEL AND NEW ADDITIONS TO EXISTING SINGLE STORY RESIDENCE. NEW DETACHED GARAGE WITH HABITABLE ADU ABOVE. | Addition | 2021-09-22 |  | 194220.3 | 1252 Berryman Canyon- Addition and Interior Remodel | New Encinitas | 2025-06-17 | 2024-12-19 | 0 | Esteban Cisneros
MEPR-032648-2024 | 1306 El Camino Ct Encinitas, CA 92024 | MEP (Residential) | Issued | 2024-09-16 | 0 | EV Charging Station | Energy Efficiency | 2024-09-11 |  | 0 |  | New Encinitas | 2025-09-16 |  | 0 | Esteban Cisneros
MEPR-032485-2024 | 1093 N Vulcan Ave Unit: A Encinitas, CA 92024 | MEP (Residential) | Issued | 2024-09-16 | 0 | We'd like to replace and bring up to code the existing 100A subpanel located in unit A. | Alteration & Repair | 2024-08-29 |  | 0 |  | Leucadia | 2025-04-14 | 2024-10-15 | 0 | Esteban Cisneros
MEPR-032681-2024 | 1520 Rancho Encinitas Dr Encinitas, CA 92024 | MEP (Residential) | Issued | 2024-09-17 | 0 | NEW INSTALLATION OF A 16.4DC kW(14.86AC kW) ROOF MOUNTED PHOTOVOLTAIC SYSTEM W/ 40 MODS AND 4 INV/ESS COMBO. *NOT ELIGIBLE FOR SOLARAPP* | Energy Efficiency | 2024-09-13 |  | 60000 |  | Olivenhain | 2025-09-17 |  | 0 | Esteban Cisneros
BLDR-032602-2024 | 1105 S Coast Highway 101 Encinitas, CA 92024 | Building (Residential) | Issued | 2024-09-17 | 8400 | Remove gravel from existing roof. Install 1/2" cover board and .60 mil TPO roof membrane system. | ReRoof | 2024-09-09 |  | 97437 |  | Old Encinitas | 2025-09-17 |  | 0 | Esteban Cisneros
MEPR-032636-2024 | 2256 Wales Dr Cardiff-by-the-Sea, CA 92007 | MEP (Residential) | Finaled | 2024-09-17 | 0 | WHOLE HOUSE PEX-A REPIPE OF 13 FIXTURES AND 2 HOSE BIBBS | Alteration & Repair | 2024-09-11 | 2024-09-25 | 5000 |  | Inside City | 2025-03-24 | 2024-09-25 | 0 | Esteban Cisneros
MEPR-032641-2024 | 1819 Forestdale Dr Encinitas, CA 92024 | MEP (Residential) | Issued | 2024-09-17 | 0 | Replace water heater, like for like, inside garage | Water Heater | 2024-09-11 |  | 0 |  | New Encinitas | 2025-03-24 | 2024-09-23 | 0 | Esteban Cisneros
MEPR-031924-2024 | 1634 Cottage Glen Ct Encinitas, CA 92024 | MEP (Residential) | Issued | 2024-09-17 | 0 | 50 gallon water heater changeout in garage like for like | Water Heater | 2024-07-22 |  | 4361 |  | New Encinitas | 2025-09-17 |  | 0 | Esteban Cisneros
BLDR-030166-2024 | 837 Passiflora Ave Encinitas, CA 92024 | Building (Residential) | Issued | 2024-09-17 | 1917 | Addition and remodel to existing residential structure; primarily adding a second story | Addition | 2024-02-28 |  | 900000 |  | Leucadia | 2025-06-17 | 2024-12-19 | 0 | Esteban Cisneros
MEPR-032685-2024 | 1300 Bergamo Pl Unit: 102 Encinitas, CA 92024 | MEP (Residential) | Issued | 2024-09-18 | 0 | Roof Mount PV Install - 2.84kW - 7 Modules/micro-inverters - Plan 9 - Phase 206 - Lot 1049 Shea Homes - Fox Point Farms-TH (4-7 units)-Tract-16527 Under Master: MEPR-022193-2022 | Energy Efficiency | 2024-09-13 |  | 7000 |  | Leucadia | 2025-09-18 |  | 0 | Esteban Cisneros
MEPR-032686-2024 | 1303 Bergamo Pl Unit: 102 Encinitas, CA 92024 | MEP (Residential) | Issued | 2024-09-18 | 0 | Roof Mount PV Install - 2.84kW - 7 Modules/micro-inverters - Plan 9 - Phase 207 - Lot 1055 Shea Homes - Fox Point Farms-TH (4-7 units)-Tract-16527 Under Master: MEPR-022193-2022 | Energy Efficiency | 2024-09-13 |  | 7000 |  | Leucadia | 2025-09-18 |  | 0 | Esteban Cisneros
MEPR-032684-2024 | 1300 Bergamo Pl Unit: 101 Encinitas, CA 92024 | MEP (Residential) | Issued | 2024-09-18 | 0 | Roof Mount PV Install - 2.84kW - 7 Modules/micro-inverters - Plan 10 - Phase 206 - Lot 1048 Shea Homes - Fox Point Farms-TH (4-7 units)-Tract-16527 Under Master: MEPR-022193-2022 | Energy Efficiency | 2024-09-13 |  | 7000 |  | Leucadia | 2025-09-18 |  | 0 | Esteban Cisneros
BLDR-031766-2024 | 3652 Sage Canyon Dr Encinitas, CA 92024 | Building (Residential) | Finaled | 2024-09-18 | 22 | AT THE REAR OF THE HOME INSTALL 2 NEW DOOR SYSTEMS | Alteration & Repair | 2024-07-11 | 2024-10-02 | 20000 |  | New Encinitas | 2025-03-31 | 2024-10-02 | 0 | Esteban Cisneros
MEPR-032729-2024 | 3341 Rocking Horse Cir Encinitas, CA 92024 | MEP (Residential) | Issued | 2024-09-18 | 0 | Water Lines Repipe with PEX | Alteration & Repair | 2024-09-17 |  | 19000 |  | Olivenhain | 2025-03-24 | 2024-09-23 | 0 | Esteban Cisneros
MEPR-032601-2024 | 1930 Irisdale Ct Encinitas, CA 92024 | MEP (Residential) | Issued | 2024-09-18 | 0 | Replace A/C, Coil and Furnace 16SEER2 80%AFUE | Alteration & Repair | 2024-09-09 |  | 15480 |  | New Encinitas | 2025-09-18 |  | 0 | Esteban Cisneros
BLDR-032229-2024 | 224 Camino De Las Flores Encinitas, CA 92024 | Building (Residential) | Issued | 2024-09-18 | 48 | Project includes bathroom renovation, no changes, as it is. Changing existing walk-in shower to a new walk-in showers, includes waterproofing drywall/hot mop/handiebacker, rough plumbing and rough electrical. Changing electrical panel from 100 amp to 200 amp (Panel requires separate permit) | Alteration & Repair | 2024-08-12 |  | 10000 |  | New Encinitas | 2025-03-31 | 2024-10-01 | 0 | Esteban Cisneros
MEPR-032705-2024 | 1769 Orange Blossom Way Encinitas, CA 92024 | MEP (Residential) | Issued | 2024-09-18 | 0 | Install new 200amp meter panel at new location to provide required clearances from gas meter. | Service Change | 2024-09-16 |  | 2000 |  | New Encinitas | 2025-04-02 | 2024-10-04 | 0 | Esteban Cisneros
MEPR-032688-2024 | 1302 Bergamo Pl Unit: 102 Encinitas, CA 92024 | MEP (Residential) | Issued | 2024-09-18 | 0 | Roof Mount PV Install - 2.84kW - 7 Modules/micro-inverters - Plan 9 - Phase 208 - Lot 1064 Shea Homes - Fox Point Farms-TH (4-7 units)-Tract-16527 Under Master: MEPR-022193-2022 | Energy Efficiency | 2024-09-13 |  | 7000 |  | Leucadia | 2025-09-18 |  | 0 | Esteban Cisneros
MEPR-032687-2024 | 1303 Bergamo Pl Unit: 201 Encinitas, CA 92024 | MEP (Residential) | Issued | 2024-09-18 | 0 | Roof Mount PV Install - 2.84kW - 7 Modules/micro-inverters - Plan 7 - Phase 207 - Lot 1059 Shea Homes - Fox Point Farms-TH (4-7 units)-Tract-16527 Under Master: MEPR-022193-2022 | Energy Efficiency | 2024-09-13 |  | 7000 |  | Leucadia | 2025-09-18 |  | 0 | Esteban Cisneros
MEPR-032683-2024 | 141 Stonesteps Way Encinitas, CA 92024 | MEP (Residential) | Issued | 2024-09-18 | 0 | change out like for like 3 ton condenser on right side yard. change out like for like 36k btu furnace in attic | Alteration & Repair | 2024-09-13 |  | 15856.45 |  | Leucadia | 2025-09-18 |  | 0 | Esteban Cisneros
BLDR-032557-2024 | 2025 Freda Ln Cardiff-by-the-Sea, CA 92007 | Building (Residential) | Issued | 2024-09-18 | 100 | Toilet will be moved from being next to the shower to between the sink and the tub in bathroom | Alteration & Repair | 2024-09-04 |  | 5075 |  | Cardiff-By-The-Sea | 2025-04-07 | 2024-10-08 | 0 | Esteban Cisneros
MEPR-032703-2024 | 1318 Portola Rd Encinitas, CA 92024 | MEP (Residential) | Issued | 2024-09-18 | 0 | pv solar roof mount | Energy Efficiency | 2024-09-16 |  | 0 |  | Olivenhain | 2025-04-28 | 2024-10-28 | 0 | Esteban Cisneros
MEPR-032699-2024 | 387 Hillcrest Dr Encinitas, CA 92024 | MEP (Residential) | Finaled | 2024-09-18 | 0 | change out like for like 4 ton heat pump condenser on right side yard. change out like for like mini split ductless with air handler change out air handler like for like 48k btu in attic . add new r8 ducts supply 2, return 2 | New Installation | 2024-09-16 | 2024-11-14 | 36114 |  | Leucadia | 2025-05-13 | 2024-11-14 | 0 | Esteban Cisneros
MEPR-032619-2024 | 1229 Swallowtail Ct Encinitas, CA 92024 | MEP (Residential) | Issued | 2024-09-18 | 0 | Install new 200 amp meter panel at existing location over existing conduit & service conductors. | Alteration & Repair | 2024-09-10 |  | 0 |  | Leucadia | 2025-05-19 | 2024-11-20 | 0 | Esteban Cisneros
MEPR-032700-2024 | 303 Orpheus Ave Encinitas, CA 92024 | MEP (Residential) | Finaled | 2024-09-18 | 0 | pv solar roof mount | Energy Efficiency | 2024-09-16 | 2024-10-17 | 0 |  | Old Encinitas | 2025-04-15 | 2024-10-17 | 0 | Esteban Cisneros
BLDR-032706-2024 | 104 Countrywood Ln Encinitas, CA 92024 | Building (Residential) | Issued | 2024-09-19 | 4170 | Tear off the existing roof system and haul away debris, Install architectural fiberglass shingles. Install new standard pipe flashings as required. Seal all pipes and flashings using an exterior grade caulking. | ReRoof | 2024-09-16 |  | 35799 |  | New Encinitas | 2025-09-19 |  | 0 | Esteban Cisneros
MEPR-032763-2024 | 1751 Eolus Ave Encinitas, CA 92024 | MEP (Residential) | Finaled | 2024-09-19 | 0 | Battery(ies): (2) Enphase Energy IQBATTERY-5P-1P-NA | New Installation | 2024-09-18 | 2024-09-25 | 12744.48 |  | Leucadia | 2025-03-24 | 2024-09-25 | 0 | Esteban Cisneros
MEPR-032186-2024 | 325 Alviso Way Encinitas, CA 92024 | MEP (Residential) | Issued | 2024-09-19 | 0 | REPLACE 2 FURNACES | Alteration & Repair | 2024-08-08 |  | 0 |  | Old Encinitas | 2025-09-19 |  | 0 | Esteban Cisneros
MEPR-032711-2024 | 1300 Bergamo Pl Unit: 103 Encinitas, CA 92024 | MEP (Residential) | Issued | 2024-09-19 | 0 | Roof Mount PV Install - 2.84kW - 7 Modules/micro-inverters - Plan 8 - Phase 206 - Lot 1050 Shea Homes - Fox Point Farms-TH (4-7 units)-Tract-16527 Under Master: MEPR-022193-2022 | Energy Efficiency | 2024-09-16 |  | 7000 |  | Leucadia | 2025-09-19 |  | 0 | Esteban Cisneros
MEPR-032774-2024 | 684 Cypress Hills Dr Encinitas, CA 92024 | MEP (Residential) | Issued | 2024-09-19 | 0 | 1. (25) CANADIAN SOLAR CS3N-390MS MODULES 2. (1) TESLA POWERWALL 3 BATTERY + INVERTER 3. (1) TESLA BACKUP SWITCH 4. (1) E-STOP SYSTEM RAPID SHUTDOWN SWITCH 5. (1) BATTERY / PV DISCONNECT 6. NEW 125A SUB-PANEL FOR BREAKER RELOCATION 7. NEW CHARGEPOINT - HOME FLEX EV CHARGER 8. 9.75 kW DC / 8.96 KW CEC AC SYSTEM SIZE | Energy Efficiency | 2024-09-18 |  | 21560 |  | Leucadia | 2025-09-19 |  | 0 | Esteban Cisneros
MEPC-032490-2024 | 1060 California St Encinitas, CA 92024 | MEP (Non-Residential) | Issued | 2024-09-19 | 0 | Electrical Service Upgrade | Service Change | 2024-08-30 |  | 7500 |  | Olivenhain | 2025-03-26 | 2024-09-27 | 0 | Esteban Cisneros
MEPR-032776-2024 | 684 Cypress Hills Dr Encinitas, CA 92024 | MEP (Residential) | Issued | 2024-09-19 | 0 | NEW CHARGEPOINT - HOME FLEX EV CHARGER | Energy Efficiency | 2024-09-18 |  | 1500 |  | Leucadia | 2025-09-19 |  | 0 | Esteban Cisneros
MEPR-032712-2024 | 1300 Bergamo Pl Unit: 105 Encinitas, CA 92024 | MEP (Residential) | Issued | 2024-09-19 | 0 | Roof Mount PV Install - 2.84kW - 7 Modules/micro-inverters - Plan 6 - Phase 206 - Lot 1052 Shea Homes - Fox Point Farms-TH (4-7 units)-Tract-16527 Under Master: MEPR-022193-2022 | Energy Efficiency | 2024-09-16 |  | 7000 |  | Leucadia | 2025-09-19 |  | 0 | Esteban Cisneros
BLDR-032730-2024 | 2342 Summerhill Dr Encinitas, CA 92024 | Building (Residential) | Finaled | 2024-09-19 | 2200 | Lift/relay concrete villa tile, 22 sq | ReRoof | 2024-09-17 | 2024-09-25 | 12566 |  | New Encinitas | 2025-03-24 | 2024-09-25 | 0 | Esteban Cisneros
MEPR-032652-2024 | 274 Pacific View Ln Encinitas, CA 92024 | MEP (Residential) | Issued | 2024-09-19 | 0 | 13.5KWH Energy Storage System | New Installation | 2024-09-12 |  | 0 |  | Old Encinitas | 2025-09-19 |  | 0 | Esteban Cisneros
MEPR-032691-2024 | 1617 Abington Ln Encinitas, CA 92024 | MEP (Residential) | Finaled | 2024-09-19 | 0 | Install Mini Split | New Installation | 2024-09-13 | 2024-10-01 | 4500 |  | New Encinitas | 2025-03-31 | 2024-10-01 | 0 | Esteban Cisneros
MEPR-032710-2024 | 1300 Bergamo Pl Unit: 201 Encinitas, CA 92024 | MEP (Residential) | Issued | 2024-09-19 | 0 | Roof Mount PV Install - 2.84kW - 7 Modules/micro-inverters - Plan 7 - Phase 206 - Lot 1053 Shea Homes - Fox Point Farms-TH (4-7 units)-Tract-16527 Under Master: MEPR-022193-2022 | Energy Efficiency | 2024-09-16 |  | 7000 |  | Leucadia | 2025-09-19 |  | 0 | Esteban Cisneros
MEPR-032709-2024 | 1300 Bergamo Pl Unit: 104 Encinitas, CA 92024 | MEP (Residential) | Issued | 2024-09-19 | 0 | Roof Mount PV Install - 2.84kW - 7 Modules/micro-inverters - Plan 9 - Phase 206 - Lot 1051 Shea Homes - Fox Point Farms-TH (4-7 units)-Tract-16527 Under Master: MEPR-022193-2022 | Energy Efficiency | 2024-09-16 |  | 7000 |  | Leucadia | 2025-09-19 |  | 0 | Esteban Cisneros
MEPR-031813-2024 | 120 Cadmus St Encinitas, CA 92024 | MEP (Residential) | Issued | 2024-09-19 | 0 | Change out, like for like, Mini Split in the same location. No duct work. | Alteration & Repair | 2024-07-15 |  | 12155 |  | Leucadia | 2025-09-19 |  | 0 | Esteban Cisneros
MEPR-032778-2024 | 1733 Gascony Rd Encinitas, CA 92024 | MEP (Residential) | Issued | 2024-09-19 | 0 | REPLACE WATER HEATER TANK | Water Heater | 2024-09-18 |  | 0 |  | Leucadia | 2025-09-19 |  | 0 | Esteban Cisneros
MEPC-031606-2024 | 125 Liverpool Dr Cardiff-by-the-Sea, CA 92007 | MEP (Non-Residential) | Issued | 2024-09-19 | 0 | Replacing damaged junction box on building exterior. | Alteration & Repair | 2024-06-26 |  | 2000 |  | Cardiff-By-The-Sea | 2025-09-19 |  | 0 | Esteban Cisneros
MEPR-032714-2024 | 1751 Eolus Ave Encinitas, CA 92024 | MEP (Residential) | Finaled | 2024-09-19 | 0 | Contractor shall install a 5.740 DC kW (STC) grid-tied solar power generating facility (Solar Photovoltaic System) including the following major system components: b. PV Modules: (14) Hanwha Q-Cells Q.PEAK DUO BLK ML-G10+ 410 c. Inverters: (14) Enphase Energy IQ8A-72-2-US [240V] 2. Storage System a. Battery(ies): (2) Enphase Energy IQBATTERY-5P-1P-NA | Energy Efficiency | 2024-09-16 | 2024-09-25 | 36026.6 |  | Leucadia | 2025-03-24 | 2024-09-24 | 0 | Esteban Cisneros
BLDR-032643-2024 | 3425 Dove Hollow Rd Encinitas, CA 92024 | Building (Residential) | Issued | 2024-09-19 | 2900 | FULL Re-Roof Composition Shingle Remove and Replace 29 Sqrs. | ReRoof | 2024-09-11 |  | 28701 |  | Olivenhain | 2025-09-19 |  | 0 | Esteban Cisneros
MEPR-032719-2024 | 567 Hermes Ave 1/2 Encinitas, CA 92024 | MEP (Residential) | Issued | 2024-09-19 | 0 | [solar only] 9.02 kw install. 22 modules. 2 batteries. | Energy Efficiency | 2024-09-16 |  | 58630 |  | Leucadia | 2025-04-29 | 2024-10-31 | 0 | Esteban Cisneros
MEPR-032748-2024 | 1186 Santa Fe Dr Encinitas, CA 92024 | MEP (Residential) | Finaled | 2024-09-19 | 0 | [EV charger ] 40a GFCI EV circuit with NEMA Receptacle in garage | Energy Efficiency | 2024-09-17 | 2024-10-30 | 0 |  | Old Encinitas | 2025-04-28 | 2024-10-30 | 0 | Esteban Cisneros
MEPR-032762-2024 | 963 Hermes Ave Encinitas, CA 92024 | MEP (Residential) | Finaled | 2024-09-19 | 0 | [Solar only ] 8.00 kWDC PV Array. Roof Mount, Flush. ESS. | Energy Efficiency | 2024-09-18 | 2024-10-22 | 0 |  | Leucadia | 2025-04-21 | 2024-10-22 | 0 | Esteban Cisneros
MEPR-032702-2024 | 529 Hidden Ridge Ct Encinitas, CA 92024 | MEP (Residential) | Issued | 2024-09-19 | 0 | change out like for like (2) condensers on right side yard. change out like for like (2) 36k btu furnaces in attic. | Alteration & Repair | 2024-09-16 |  | 38869 |  | Old Encinitas | 2025-06-09 | 2024-12-11 | 0 | Esteban Cisneros
MEPC-031862-2024 | 1661 Lake Dr Encinitas, CA 92024 | MEP (Non-Residential) | Issued | 2024-09-19 | 0 | Remove and replace existing metal halide fixtures with new Musco LED Sports Lighting. Reuse existing electrical infrastructure. | Alteration & Repair | 2024-07-18 |  | 645000 |  | Cardiff-By-The-Sea | 2025-06-16 | 2024-12-16 | 0 | Esteban Cisneros
MEPR-032759-2024 | 1815 Gatepost Rd Encinitas, CA 92024 | MEP (Residential) | Finaled | 2024-09-19 | 0 | EV Charger | Energy Efficiency | 2024-09-18 | 2024-09-26 | 800 |  | New Encinitas | 2025-03-25 | 2024-09-26 | 0 | Esteban Cisneros
BLDR-032363-2024 | 4310 Manchester Ave Encinitas, CA 92024 | Building (Residential) | Issued | 2024-09-19 | 538 | PROPOSED POOL AND SPA 6' MAX DEPTH | Pool | 2024-08-21 |  | 58000 |  | Olivenhain | 2025-06-30 | 2024-12-30 | 0 | Esteban Cisneros
MEPR-032440-2024 | 2032 Bulrush Ln Cardiff-by-the-Sea, CA 92007 | MEP (Residential) | Finaled | 2024-09-19 | 0 | Main panel upgrade to 200/225 Tesla battery add on to existing PV [requires separate permit] | Service Change | 2024-08-27 | 2025-01-02 | 0 |  | Cardiff-By-The-Sea | 2025-07-01 | 2025-01-02 | 0 | Esteban Cisneros
MEPR-032746-2024 | 1605 Legaye Dr Cardiff-by-the-Sea, CA 92007 | MEP (Residential) | Issued | 2024-09-20 | 0 | Residential Main Panel Upgrade. SDG&E service order is attached to this submittal. Related to MEPR-032743-2024. | Service Change | 2024-09-17 |  | 3000 |  | Cardiff-By-The-Sea | 2025-09-20 |  | 0 | Esteban Cisneros
MEPR-032634-2024 | 247 Cerro St Encinitas, CA 92024 | MEP (Residential) | Issued | 2024-09-20 | 0 | 1 Battery install, BUI | New Installation | 2024-09-11 |  | 12000 |  | New Encinitas | 2025-09-20 |  | 0 | Esteban Cisneros
MEPR-032724-2024 | 1911 Azure Way Encinitas, CA 92024 | MEP (Residential) | Finaled | 2024-09-20 | 0 | Replace AC and furnace | Alteration & Repair | 2024-09-16 | 2024-09-27 | 8000 |  | New Encinitas | 2025-03-26 | 2024-09-27 | 0 | Esteban Cisneros
MEPR-032222-2024 | 1434 Kings Cross Dr Cardiff-by-the-Sea, CA 92007 | MEP (Residential) | Issued | 2024-09-20 | 0 | Main meter electrical panel upgrade from 125amp to 200amp | Alteration & Repair | 2024-08-12 |  | 6200 |  | Cardiff-By-The-Sea | 2025-09-20 |  | 0 | Esteban Cisneros
MEPR-032312-2024 | 423 Village Run E Encinitas, CA 92024 | MEP (Residential) | Issued | 2024-09-20 | 0 | Installation of new 200 amp panel at existing panel location. | Service Change | 2024-08-19 |  | 0 |  | New Encinitas | 2025-09-20 |  | 0 | Esteban Cisneros
MEPR-032752-2024 | 3126 Via De Caballo Encinitas, CA 92024 | MEP (Residential) | Issued | 2024-09-20 | 0 | REPLACE 1.5-ton MINISPLIT (2 zones) - BACK YARD | Alteration & Repair | 2024-09-17 |  | 18316 |  | Olivenhain | 2025-05-05 | 2024-11-05 | 0 | Esteban Cisneros
MEPR-032727-2024 | 1618 Blossom Field Way Encinitas, CA 92024 | MEP (Residential) | Finaled | 2024-09-20 | 0 | Panel Upgrade to 200A | Alteration & Repair | 2024-09-17 | 2024-11-05 | 2000 |  | New Encinitas | 2025-05-05 | 2024-11-05 | 0 | Esteban Cisneros
MEPR-032775-2024 | 684 Cypress Hills Dr Encinitas, CA 92024 | MEP (Residential) | Issued | 2024-09-20 | 0 | 1. (25) CANADIAN SOLAR CS3N-390MS MODULES 2. (1) TESLA POWERWALL 3 BATTERY + INVERTER 3. (1) TESLA BACKUP SWITCH 4. (1) E-STOP SYSTEM RAPID SHUTDOWN SWITCH 5. (1) BATTERY / PV DISCONNECT 6. NEW 125A SUB-PANEL FOR BREAKER RELOCATION 7. NEW CHARGEPOINT - HOME FLEX EV CHARGER 8. 9.75 kW DC / 8.96 KW CEC AC SYSTEM SIZE | New Installation | 2024-09-18 |  | 15250 |  | Leucadia | 2025-05-05 | 2024-11-04 | 0 | Esteban Cisneros
BLDR-032564-2024 | 355 Abington Rd Encinitas, CA 92024 | Building (Residential) | Finaled | 2024-09-20 | 40 | Roof Truss Repair | Alteration & Repair | 2024-09-05 | 2024-09-27 | 5000 |  | New Encinitas | 2025-03-26 | 2024-09-27 | 0 | Ryan Bertsch
MEPR-032749-2024 | 734 Summersong Ln Encinitas, CA 92024 | MEP (Residential) | Issued | 2024-09-20 | 0 | REPLACE HEAT PUMP AND FURNACE | Alteration & Repair | 2024-09-17 |  | 0 |  | New Encinitas | 2025-06-09 | 2024-12-10 | 0 | Esteban Cisneros
BLDR-031869-2024 | 1285 Orchard Glen Cir Encinitas, CA 92024 | Building (Residential) | Issued | 2024-09-20 | 2840 | Reroof for Tile New tile and new underlayment | ReRoof | 2024-07-18 |  | 47599 |  | New Encinitas | 2025-09-20 |  | 0 | Esteban Cisneros
MEPR-032723-2024 | 1761 Haydn Dr Cardiff-by-the-Sea, CA 92007 | MEP (Residential) | Issued | 2024-09-20 | 0 | REPLACE AC LIKE FOR LIKE | Alteration & Repair | 2024-09-16 |  | 23980 |  | Cardiff-By-The-Sea | 2025-09-20 |  | 0 | Esteban Cisneros
MEPR-032682-2024 | 1520 Rancho Encinitas Dr Encinitas, CA 92024 | MEP (Residential) | Issued | 2024-09-20 | 0 | NEW INSTALLATION OF 4 INV/ESS COMBO TO 16.4KW ROOF MOUNTED PHOTOVOLTAIC SYSTEM | Alteration & Repair | 2024-09-13 |  | 10000 |  | Olivenhain | 2025-09-20 |  | 0 | Esteban Cisneros
MEPR-032653-2024 | 1691 Neptune Ave Encinitas, CA 92024 | MEP (Residential) | Issued | 2024-09-20 | 0 | REPLACE 4-ton A/C - RIGHT SIDE YARD, REPLACE FAU (48k BTUs) - GARAGE | Alteration & Repair | 2024-09-12 |  | 17208.7 |  | Leucadia | 2025-09-20 |  | 0 | Esteban Cisneros
BLDC-021925-2022 | 2220 Encinitas Blvd Encinitas, CA 92024 | Building (Non-Residential) | Issued | 2024-09-20 | 162517 | New 431 Stall Parking Structure to support a Multifamily Residential Building (under Separate Permit | New Construction | 2022-08-25 |  | 13090744 | Encinitas Boulevard Apartments | Olivenhain | 2025-07-01 | 2025-01-02 | 101898.16 | Esteban Cisneros
BLDR-032018-2024 | 1042 Neptune Ave Encinitas, CA 92024 | Building (Residential) | Issued | 2024-09-23 | 223 | demolish existing 95 SF bathroom, demolish existing 128 sf bathroom. | Demolition | 2024-07-25 |  | 8000 |  | Leucadia | 2025-09-23 |  | 0 | Esteban Cisneros
BLDR-031772-2024 | 225 Rosebay Dr Encinitas, CA 92024 | Building (Residential) | Issued | 2024-09-23 | 330 | Add retaining wall in backyard, 40 in above grade. Add retaining wall in front yard, 22 in above grade. | Retaining Wall | 2024-07-11 |  | 3500 |  | Old Encinitas | 2025-09-23 |  | 0 | Esteban Cisneros
SIGN-032290-2024 | 2526 S Coast Highway 101 Cardiff-by-the-Sea, CA 92007 | Sign | Issued | 2024-09-23 | 14.7 | Add additional signage on extension of existing building. Consisting of 3/16" cut out painted aluminum logo. Non illuminated. | Permanent | 2024-08-16 |  | 2000 |  | Cardiff-By-The-Sea | 2025-03-22 |  | 0 | Esteban Cisneros
BLDC-031627-2024 | 162 S Rancho Santa Fe Rd Encinitas, CA 92024 | Building (Non-Residential) | Issued | 2024-09-23 | 435 | Addition to building C | Addition | 2024-06-27 |  | 75000 |  | Olivenhain | 2025-09-23 |  | 0 | Esteban Cisneros
MEPR-032766-2024 | 1246 San Dieguito Dr Encinitas, CA 92024 | MEP (Residential) | Issued | 2024-09-23 | 0 | [Solar ONLY] 10 MODULES-ROOF MOUNTED - 4.100 kWD125A SUB PANEL, ESS | Energy Efficiency | 2024-09-18 |  | 0 |  | Old Encinitas | 2025-09-23 |  | 0 | Esteban Cisneros
SIGN-031757-2024 | 276 N El Camino Real Encinitas, CA 92024 | Sign | Issued | 2024-09-23 | 24.4 | INSTALL (3) ILLUM. CHANNEL LETTER WALL SIGNS TO READ "WELLS FARGO" INSTALL DOOR AND WINDOW VINYL GRAPHICS | Permanent | 2024-07-11 |  | 6355 |  | New Encinitas | 2025-03-22 |  | 0 | Esteban Cisneros
MEPR-032806-2024 | 963 Hermes Ave Encinitas, CA 92024 | MEP (Residential) | Finaled | 2024-09-23 | 0 | ESS | New Installation | 2024-09-19 | 2024-10-21 | 0 |  | Leucadia | 2025-04-21 | 2024-10-21 | 0 | Esteban Cisneros
MEPR-032767-2024 | 1543 Kings Cross Dr Cardiff-by-the-Sea, CA 92007 | MEP (Residential) | Issued | 2024-09-23 | 0 | INSTALL NEW DUCTLESS MINI SPLIT | New Installation | 2024-09-18 |  | 0 |  | Cardiff-By-The-Sea | 2025-06-09 | 2024-12-10 | 0 | Esteban Cisneros
SIGN-032770-2024 | Intersection: Coast Highway 101 and Encinitas Blvd Encinitas, CA 92024 | Sign | Expired | 2024-09-23 | 18 | 2024 Oktoberfest Banners | Temporary | 2024-09-18 |  | 0 |  | New Encinitas | 2024-09-30 |  | 0 | Maile Luther
MEPR-032850-2024 | 557 N Vulcan Ave Encinitas, CA 92024 | MEP (Residential) | Issued | 2024-09-24 | 0 | INSTALLATION OF A 2.4DC kW(1.74AC kW) ROOF MOUNTED PHOTOVOLTAIC SYSTEM W/ 6 MODS AND 6 MICRO INV | Energy Efficiency | 2024-09-23 |  | 18000 |  | Leucadia | 2025-09-24 |  | 0 | Esteban Cisneros
MEPR-032853-2024 | 438 Ocean View Ter Encinitas, CA 92024 | MEP (Residential) | Issued | 2024-09-24 | 0 | Residential Roof Mount Solar PV 4.2 kW, 10 Modules, 1 Inverter. | Energy Efficiency | 2024-09-23 |  | 0 |  | Old Encinitas | 2025-09-24 |  | 0 | Esteban Cisneros
MEPR-032856-2024 | 551 N Vulcan Ave Encinitas, CA 92024 | MEP (Residential) | Issued | 2024-09-24 | 0 | INSTALLATION OF A 2.4DC kW(1.74AC kW) ROOF MOUNTED PHOTOVOLTAIC SYSTEM W/ 6 MODS AND 6 MICRO INV | Energy Efficiency | 2024-09-23 |  | 18000 |  | Leucadia | 2025-09-24 |  | 0 | Esteban Cisneros
MEPR-032292-2024 | 178 Mangano Cir Encinitas, CA 92024 | MEP (Residential) | Issued | 2024-09-24 | 0 | REPLACE WATER HEATER TANK | Water Heater | 2024-08-16 |  | 0 |  | Old Encinitas | 2025-09-24 |  | 0 | Esteban Cisneros
MEPR-032847-2024 | 559 N Vulcan Ave Encinitas, CA 92024 | MEP (Residential) | Issued | 2024-09-24 | 0 | INSTALLATION OF A 2.4DC kW(1.74AC kW) ROOF MOUNTED PHOTOVOLTAIC SYSTEM W/ 6 MODS AND 6 MICRO INV | Energy Efficiency | 2024-09-23 |  | 18000 |  | Leucadia | 2025-09-24 |  | 0 | Esteban Cisneros
MEPR-032868-2024 | 1480 Flair Encinitas Dr Encinitas, CA 92024 | MEP (Residential) | Issued | 2024-09-24 | 0 | Roof Top PV 5.53kW, (13) Solar Modules, (6) Solar Shutdown Devices. Energy Storage 5kW, (1) Powerwall. | Energy Efficiency | 2024-09-24 |  | 18985 |  | New Encinitas | 2025-09-24 |  | 0 | Esteban Cisneros
MEPR-032851-2024 | 543 vulcan Ave | MEP (Residential) | Issued | 2024-09-24 | 0 | INSTALLATION OF A 2.4DC kW(1.74AC kW) ROOF MOUNTED PHOTOVOLTAIC SYSTEM W/ 6 MODS AND 6 MICRO INV | Energy Efficiency | 2024-09-23 |  | 18000 |  | Inside City | 2025-09-24 |  | 0 | Esteban Cisneros
MEPR-032815-2024 | 914 Birchview Dr Encinitas, CA 92024 | MEP (Residential) | Issued | 2024-09-24 | 0 | REPLACE 40-gallon WATER HEATER - GARAGE | Water Heater | 2024-09-20 |  | 4268 |  | New Encinitas | 2025-04-30 | 2024-11-01 | 0 | Esteban Cisneros
MEPR-032799-2024 | 1845 Willowhaven Rd Encinitas, CA 92024 | MEP (Residential) | Issued | 2024-09-24 | 0 | Upgrade electrical panel to 200 amps (from existing 100 amps) | Alteration & Repair | 2024-09-19 |  | 3500 |  | New Encinitas | 2025-05-05 | 2024-11-04 | 0 | Esteban Cisneros
MEPR-032816-2024 | 1174 Calle Christopher Encinitas, CA 92024 | MEP (Residential) | Finaled | 2024-09-24 | 0 | Residential Roof Mount Solar PV 12.24 kW, 31 Modules. | Energy Efficiency | 2024-09-20 | 2024-11-12 | 0 |  | New Encinitas | 2025-05-12 | 2024-11-12 | 0 | Esteban Cisneros
BLDR-032694-2024 | 1650 S El Camino Real Unit: 101 Encinitas, CA 92024 | Building (Residential) | Finaled | 2024-09-24 | 16000 | Our company will repipe each unit in the entire apartment building. There are 16 units total per building, 8 units on the 1st floor and 8 units on the 2nd floor. We cut 2ft x 2ft holes ONLY on one side of the unit to avoid cutting fire resistive walls as much as we can, In the units where cutting of the fire wall is necessary the practice is to apply the 1st layer of drywall, apply RedGuard E84 rated coating (up to city code) and pass city inspection. After city inspection is passed the second layer of drywall is installed , patch , texture and paint follow. In 2022 that same apartment complex had to repipe building# 18 and all permits pulled fo | Alteration & Repair | 2024-09-15 | 2024-09-26 | 48000 |  | New Encinitas | 2025-03-25 | 2024-09-26 | 0 | Esteban Cisneros
BLDR-032835-2024 | 1650 S El Camino Real Unit: 107 Encinitas, CA 92024 | Building (Residential) | Finaled | 2024-09-24 | 16000 | Our company will repipe each unit in the entire apartment building. There are 16 units total per building, 8 units on the 1st floor and 8 units on the 2nd floor. We cut 2ft x 2ft holes ONLY on one side of the unit to avoid cutting fire resistive walls as much as we can, In the units where cutting of the fire wall is necessary the practice is to apply the 1st layer of drywall, apply RedGuard E84 rated coating (up to city code) and pass city inspection. After city inspection is passed the second layer of drywall is installed , patch , texture and paint follow. In 2022 that same apartment complex had to repipe building# 18 and all permits pulled fo | New Construction | 2024-09-23 | 2024-09-26 | 48000 |  | New Encinitas | 2025-03-25 | 2024-09-26 | 0 | Esteban Cisneros
MEPR-032769-2024 | 1645 Avenida La Posta Encinitas, CA 92024 | MEP (Residential) | Finaled | 2024-09-24 | 0 | Panel upgrade - disconnect/reconnect | Alteration & Repair | 2024-09-18 | 2024-12-05 | 1000 |  | New Encinitas | 2025-06-03 | 2024-12-05 | 0 | Esteban Cisneros
BLDR-032838-2024 | 1650 S El Camino Real Unit: 202 | Building (Residential) | Finaled | 2024-09-24 | 16000 | Our company will repipe each unit in the entire apartment building. There are 16 units total per building, 8 units on the 1st floor and 8 units on the 2nd floor. We cut 2ft x 2ft holes ONLY on one side of the unit to avoid cutting fire resistive walls as much as we can, In the units where cutting of the fire wall is necessary the practice is to apply the 1st layer of drywall, apply RedGuard E84 rated coating (up to city code) and pass city inspection. After city inspection is passed the second layer of drywall is installed , patch , texture and paint follow. In 2022 that same apartment complex had to repipe building# 18 and all permits pulled fo | New Construction | 2024-09-23 | 2024-09-26 | 48000 |  | New Encinitas | 2025-03-25 | 2024-09-26 | 0 | Esteban Cisneros
BLDR-032843-2024 | 1650 S El Camino Real Unit: 205 Encinitas, CA 92024 | Building (Residential) | Finaled | 2024-09-24 | 16000 | Our company will repipe each unit in the entire apartment building. There are 16 units total per building, 8 units on the 1st floor and 8 units on the 2nd floor. We cut 2ft x 2ft holes ONLY on one side of the unit to avoid cutting fire resistive walls as much as we can, In the units where cutting of the fire wall is necessary the practice is to apply the 1st layer of drywall, apply RedGuard E84 rated coating (up to city code) and pass city inspection. After city inspection is passed the second layer of drywall is installed , patch , texture and paint follow. In 2022 that same apartment complex had to repipe building# 18 and all permits pulled fo | New Construction | 2024-09-23 | 2024-09-26 | 48000 |  | New Encinitas | 2025-03-25 | 2024-09-26 | 0 | Esteban Cisneros
BLDR-032822-2024 | 2064 Manchester Ave Cardiff-by-the-Sea, CA 92007 | Building (Residential) | Finaled | 2024-09-24 | 750 | Reroof Duro-Last 50 Mil Color is White 7.5 SQ | ReRoof | 2024-09-20 | 2024-10-03 | 19990 |  | Cardiff-By-The-Sea | 2025-04-01 | 2024-10-03 | 0 | Esteban Cisneros
BLDR-032844-2024 | 1650 S El Camino Real Unit: 206 Encinitas, CA 92024 | Building (Residential) | Finaled | 2024-09-24 | 16000 | Our company will repipe each unit in the entire apartment building. There are 16 units total per building, 8 units on the 1st floor and 8 units on the 2nd floor. We cut 2ft x 2ft holes ONLY on one side of the unit to avoid cutting fire resistive walls as much as we can, In the units where cutting of the fire wall is necessary the practice is to apply the 1st layer of drywall, apply RedGuard E84 rated coating (up to city code) and pass city inspection. After city inspection is passed the second layer of drywall is installed , patch , texture and paint follow. In 2022 that same apartment complex had to repipe building# 18 and all permits pulled fo | New Construction | 2024-09-23 | 2024-09-26 | 48000 |  | New Encinitas | 2025-03-25 | 2024-09-26 | 0 | Esteban Cisneros
BLDR-032845-2024 | 1650 S El Camino Real Unit: 207 Encinitas, CA 92024 | Building (Residential) | Finaled | 2024-09-24 | 16000 | Our company will repipe each unit in the entire apartment building. There are 16 units total per building, 8 units on the 1st floor and 8 units on the 2nd floor. We cut 2ft x 2ft holes ONLY on one side of the unit to avoid cutting fire resistive walls as much as we can, In the units where cutting of the fire wall is necessary the practice is to apply the 1st layer of drywall, apply RedGuard E84 rated coating (up to city code) and pass city inspection. After city inspection is passed the second layer of drywall is installed , patch , texture and paint follow. In 2022 that same apartment complex had to repipe building# 18 and all permits pulled fo | New Construction | 2024-09-23 | 2024-09-26 | 48000 |  | New Encinitas | 2025-03-25 | 2024-09-26 | 0 | Esteban Cisneros
BLDR-032846-2024 | 1650 S El Camino Real Unit: 208 Encinitas, CA 92024 | Building (Residential) | Finaled | 2024-09-24 | 16000 | Our company will repipe each unit in the entire apartment building. There are 16 units total per building, 8 units on the 1st floor and 8 units on the 2nd floor. We cut 2ft x 2ft holes ONLY on one side of the unit to avoid cutting fire resistive walls as much as we can, In the units where cutting of the fire wall is necessary the practice is to apply the 1st layer of drywall, apply RedGuard E84 rated coating (up to city code) and pass city inspection. After city inspection is passed the second layer of drywall is installed , patch , texture and paint follow. In 2022 that same apartment complex had to repipe building# 18 and all permits pulled fo | New Construction | 2024-09-23 | 2024-09-26 | 48000 |  | New Encinitas | 2025-03-25 | 2024-09-26 | 0 | Esteban Cisneros
BLDR-032842-2024 | 1650 S El Camino Real Unit: 204 Encinitas, CA 92024 | Building (Residential) | Finaled | 2024-09-24 | 16000 | Our company will repipe each unit in the entire apartment building. There are 16 units total per building, 8 units on the 1st floor and 8 units on the 2nd floor. We cut 2ft x 2ft holes ONLY on one side of the unit to avoid cutting fire resistive walls as much as we can, In the units where cutting of the fire wall is necessary the practice is to apply the 1st layer of drywall, apply RedGuard E84 rated coating (up to city code) and pass city inspection. After city inspection is passed the second layer of drywall is installed , patch , texture and paint follow. In 2022 that same apartment complex had to repipe building# 18 and all permits pulled fo | New Construction | 2024-09-23 | 2024-09-26 | 48000 |  | New Encinitas | 2025-03-25 | 2024-09-26 | 0 | Esteban Cisneros
BLDR-032837-2024 | 1650 S El Camino Real Unit: 201 | Building (Residential) | Finaled | 2024-09-24 | 16000 | Our company will repipe each unit in the entire apartment building. There are 16 units total per building, 8 units on the 1st floor and 8 units on the 2nd floor. We cut 2ft x 2ft holes ONLY on one side of the unit to avoid cutting fire resistive walls as much as we can, In the units where cutting of the fire wall is necessary the practice is to apply the 1st layer of drywall, apply RedGuard E84 rated coating (up to city code) and pass city inspection. After city inspection is passed the second layer of drywall is installed , patch , texture and paint follow. In 2022 that same apartment complex had to repipe building# 18 and all permits pulled fo | New Construction | 2024-09-23 | 2024-09-26 | 48000 |  | New Encinitas | 2025-03-25 | 2024-09-26 | 0 | Esteban Cisneros
BLDR-032831-2024 | 1650 S El Camino Real Unit: 104 Encinitas, CA 92024 | Building (Residential) | Finaled | 2024-09-24 | 16000 | Our company will repipe each unit in the entire apartment building. There are 16 units total per building, 8 units on the 1st floor and 8 units on the 2nd floor. We cut 2ft x 2ft holes ONLY on one side of the unit to avoid cutting fire resistive walls as much as we can, In the units where cutting of the fire wall is necessary the practice is to apply the 1st layer of drywall, apply RedGuard E84 rated coating (up to city code) and pass city inspection. After city inspection is passed the second layer of drywall is installed , patch , texture and paint follow. In 2022 that same apartment complex had to repipe building# 18 and all permits pulled fo | New Construction | 2024-09-23 | 2024-09-26 | 48000 |  | New Encinitas | 2025-03-25 | 2024-09-26 | 0 | Esteban Cisneros
BLDR-032832-2024 | 1650 S El Camino Real Unit: 105 Encinitas, CA 92024 | Building (Residential) | Finaled | 2024-09-24 | 16000 | Our company will repipe each unit in the entire apartment building. There are 16 units total per building, 8 units on the 1st floor and 8 units on the 2nd floor. We cut 2ft x 2ft holes ONLY on one side of the unit to avoid cutting fire resistive walls as much as we can, In the units where cutting of the fire wall is necessary the practice is to apply the 1st layer of drywall, apply RedGuard E84 rated coating (up to city code) and pass city inspection. After city inspection is passed the second layer of drywall is installed , patch , texture and paint follow. In 2022 that same apartment complex had to repipe building# 18 and all permits pulled fo | New Construction | 2024-09-23 | 2024-09-26 | 48000 |  | New Encinitas | 2025-03-25 | 2024-09-26 | 0 | Esteban Cisneros
BLDR-032834-2024 | 1650 S El Camino Real Unit: 106 Encinitas, CA 92024 | Building (Residential) | Finaled | 2024-09-24 | 16000 | Our company will repipe each unit in the entire apartment building. There are 16 units total per building, 8 units on the 1st floor and 8 units on the 2nd floor. We cut 2ft x 2ft holes ONLY on one side of the unit to avoid cutting fire resistive walls as much as we can, In the units where cutting of the fire wall is necessary the practice is to apply the 1st layer of drywall, apply RedGuard E84 rated coating (up to city code) and pass city inspection. After city inspection is passed the second layer of drywall is installed , patch , texture and paint follow. In 2022 that same apartment complex had to repipe building# 18 and all permits pulled fo | New Construction | 2024-09-23 | 2024-09-26 | 48000 |  | New Encinitas | 2025-03-25 | 2024-09-26 | 0 | Esteban Cisneros
BLDR-032836-2024 | 1650 S El Camino Real Unit: 108 Encinitas, CA 92024 | Building (Residential) | Finaled | 2024-09-24 | 16000 | Our company will repipe each unit in the entire apartment building. There are 16 units total per building, 8 units on the 1st floor and 8 units on the 2nd floor. We cut 2ft x 2ft holes ONLY on one side of the unit to avoid cutting fire resistive walls as much as we can, In the units where cutting of the fire wall is necessary the practice is to apply the 1st layer of drywall, apply RedGuard E84 rated coating (up to city code) and pass city inspection. After city inspection is passed the second layer of drywall is installed , patch , texture and paint follow. In 2022 that same apartment complex had to repipe building# 18 and all permits pulled fo | New Construction | 2024-09-23 | 2024-09-26 | 48000 |  | New Encinitas | 2025-03-25 | 2024-09-26 | 0 | Esteban Cisneros
BLDR-032830-2024 | 1650 S El Camino Real Unit: 103 Encinitas, CA 92024 | Building (Residential) | Finaled | 2024-09-24 | 16000 | Our company will repipe each unit in the entire apartment building. There are 16 units total per building, 8 units on the 1st floor and 8 units on the 2nd floor. We cut 2ft x 2ft holes ONLY on one side of the unit to avoid cutting fire resistive walls as much as we can, In the units where cutting of the fire wall is necessary the practice is to apply the 1st layer of drywall, apply RedGuard E84 rated coating (up to city code) and pass city inspection. After city inspection is passed the second layer of drywall is installed , patch , texture and paint follow. In 2022 that same apartment complex had to repipe building# 18 and all permits pulled fo | New Construction | 2024-09-23 | 2024-09-26 | 48000 |  | New Encinitas | 2025-03-25 | 2024-09-26 | 0 | Esteban Cisneros
BLDR-032828-2024 | 1650 S El Camino Real Unit: 102 | Building (Residential) | Finaled | 2024-09-24 | 16000 | Our company will repipe each unit in the entire apartment building. There are 16 units total per building, 8 units on the 1st floor and 8 units on the 2nd floor. We cut 2ft x 2ft holes ONLY on one side of the unit to avoid cutting fire resistive walls as much as we can, In the units where cutting of the fire wall is necessary the practice is to apply the 1st layer of drywall, apply RedGuard E84 rated coating (up to city code) and pass city inspection. After city inspection is passed the second layer of drywall is installed , patch , texture and paint follow. In 2022 that same apartment complex had to repipe building# 18 and all permits pulled fo | New Construction | 2024-09-23 | 2024-09-26 | 48000 |  | New Encinitas | 2025-03-25 | 2024-09-26 | 0 | Esteban Cisneros
BLDR-032839-2024 | 1650 S El Camino Real Unit: 203 Encinitas, CA 92024 | Building (Residential) | Finaled | 2024-09-24 | 16000 | Our company will repipe each unit in the entire apartment building. There are 16 units total per building, 8 units on the 1st floor and 8 units on the 2nd floor. We cut 2ft x 2ft holes ONLY on one side of the unit to avoid cutting fire resistive walls as much as we can, In the units where cutting of the fire wall is necessary the practice is to apply the 1st layer of drywall, apply RedGuard E84 rated coating (up to city code) and pass city inspection. After city inspection is passed the second layer of drywall is installed , patch , texture and paint follow. In 2022 that same apartment complex had to repipe building# 18 and all permits pulled fo | New Construction | 2024-09-23 | 2024-09-26 | 48000 |  | New Encinitas | 2025-03-25 | 2024-09-26 | 0 | Esteban Cisneros
BLDR-032797-2024 | 1732 Haydn Dr Cardiff-by-the-Sea, CA 92007 | Building (Residential) | Issued | 2024-09-25 | 0 | Re-Roof. Remove existing layers. Replace wood rot. Supply & install all new Class A ESR-1475 Timberline HDZ RS asphalt composite shingle roof system. | ReRoof | 2024-09-19 |  | 11480 |  | Cardiff-By-The-Sea | 2025-09-25 |  | 0 | Esteban Cisneros
MEPR-032825-2024 | 1246 San Dieguito Dr Encinitas, CA 92024 | MEP (Residential) | Issued | 2024-09-25 | 0 | ESS, 5.0kWH, in relation to MEPR-032766-2024 | New Installation | 2024-09-23 |  | 10000 |  | Old Encinitas | 2025-09-25 |  | 0 | Esteban Cisneros
MEPR-032819-2024 | 3205 Rim Rock Cir Encinitas, CA 92024 | MEP (Residential) | Issued | 2024-09-25 | 0 | Energy Storage 10kW, (2) Powerwalls. | New Installation | 2024-09-20 |  | 28310 |  | Olivenhain | 2025-09-25 |  | 0 | Esteban Cisneros
MEPR-032854-2024 | 438 Ocean View Ter Encinitas, CA 92024 | MEP (Residential) | Issued | 2024-09-25 | 0 | Install (3) Energy Storage System. | New Installation | 2024-09-23 |  | 0 |  | Old Encinitas | 2025-09-25 |  | 0 | Esteban Cisneros
BLDR-032788-2024 | 1418 Hygeia Ave Encinitas, CA 92024 | Building (Residential) | Finaled | 2024-09-25 | 3500 | 35sq shingle roof installation | ReRoof | 2024-09-19 | 2024-09-30 | 25000 |  | Leucadia | 2025-03-31 | 2024-09-30 | 0 | Esteban Cisneros
BLDR-032848-2024 | 1609 Tucker Ln Encinitas, CA 92024 | Building (Residential) | Issued | 2024-09-25 | 2545 | Remove existing Roof and Install a New Lifetime Malarkey Highlander Shingle | ReRoof | 2024-09-23 |  | 18750 |  | New Encinitas | 2025-04-28 | 2024-10-29 | 0 | Esteban Cisneros
MEPR-032811-2024 | 2005 Woodmoss Ct Encinitas, CA 92024 | MEP (Residential) | Issued | 2024-09-25 | 0 | REPLACE FURNACE | Alteration & Repair | 2024-09-20 |  | 0 |  | New Encinitas | 2025-04-29 | 2024-10-31 | 0 | Esteban Cisneros
MEPR-032817-2024 | 1174 Calle Christopher Encinitas, CA 92024 | MEP (Residential) | Finaled | 2024-09-25 | 0 | Install (3) Energy Storage Systems. | New Installation | 2024-09-20 | 2024-11-13 | 0 |  | New Encinitas | 2025-05-12 | 2024-11-13 | 0 | Esteban Cisneros
MEPR-032859-2024 | 1402 Ravean Ct Encinitas, CA 92024 | MEP (Residential) | Issued | 2024-09-25 | 0 | REEPLACE A 100K BTU FURNACE IN THE ATTIC. 80% AFUE | Alteration & Repair | 2024-09-24 |  | 6200 |  | Leucadia | 2025-06-04 | 2024-12-06 | 0 | Esteban Cisneros
BLDR-032861-2024 | 2382 Montgomery Ave Cardiff-by-the-Sea, CA 92007 | Building (Residential) | Issued | 2024-09-25 | 1400 | Remove existing composition shingles, install new underlayment, install new composition shingles | ReRoof | 2024-09-24 |  | 6000 |  | Cardiff-By-The-Sea | 2025-05-20 | 2024-11-21 | 0 | Esteban Cisneros
MEPR-032852-2024 | 1600 Burgundy Rd Encinitas, CA 92024 | MEP (Residential) | Issued | 2024-09-25 | 0 | EMERGENCY----Replace main panel like for like 200A | Alteration & Repair | 2024-09-23 |  | 3500 |  | Leucadia | 2025-05-21 | 2024-11-22 | 0 | Esteban Cisneros
MEPR-032869-2024 | 1480 Flair Encinitas Dr Encinitas, CA 92024 | MEP (Residential) | Issued | 2024-09-25 | 0 | Energy Storage 5kW, (1) Powerwall. | New Installation | 2024-09-24 |  | 12490 |  | New Encinitas | 2025-09-25 |  | 0 | Esteban Cisneros
MEPR-032818-2024 | 1653 Tabletop Way Encinitas, CA 92024 | MEP (Residential) | Finaled | 2024-09-25 | 0 | Energy Storage 10kW, (2) Powerwalls. | New Installation | 2024-09-20 | 2024-12-30 | 28150 |  | Leucadia | 2025-06-30 | 2024-12-30 | 0 | Esteban Cisneros
MEPR-032798-2024 | 834 Summerhill Ct Encinitas, CA 92024 | MEP (Residential) | Finaled | 2024-09-25 | 0 | REPLACE AIR HANDLER (25k BTUs) - ATTIC | Alteration & Repair | 2024-09-19 | 2024-12-20 | 9764 |  | New Encinitas | 2025-06-18 | 2024-12-20 | 0 | Esteban Cisneros
BLDC-030102-2024 | 604 Second St Encinitas, CA 92024 | Building (Non-Residential) | Issued | 2024-09-25 | 4200 | SCOPE: OFFICE TENANT IMPROVEMENT IN EXISTING SPACE NON-BEARING PARTITIONS WITH ASSOCIATED MECHANICAL, ELECTRICAL, PLUMBING, EXTERIOR WINDOWS AND DOORS, AND INTERIOR FINISHES. STRUCTURAL IMPROVEMENTS TO BUILDING. - NO CHANGE IN USE - NO CHANGE IN FOOTPRINT | Tenant Improvement | 2024-02-23 |  | 900000 |  | Old Encinitas | 2025-06-18 | 2024-12-20 | 0 | Esteban Cisneros
MEPR-032483-2024 | 1301 Bergamo Pl Unit: 103 Encinitas, CA 92024 | MEP (Residential) | Issued | 2024-09-26 | 0 | Roof Mount PV Install - 2.84kW - 7 Modules/micro-inverters - Plan 8 - Phase 205 - Lot 1045 Shea Homes - Fox Point Farms-TH (4-7 units)-Tract-16527 Under Master: MEPR-022193-2022 | Energy Efficiency | 2024-08-29 |  | 7000 |  | Leucadia | 2025-09-26 |  | 0 | Esteban Cisneros
MEPR-032743-2024 | 1605 Legaye Dr Cardiff-by-the-Sea, CA 92007 | MEP (Residential) | Issued | 2024-09-26 | 0 | SOLAR: Residential Roof-Mounted Solar PV and Battery, 4.1kW, 10x410W with microinverters, 1x3.84W battery, and main panel upgrade. SDG&E service order and Additional MEP submitted separately. | Energy Efficiency | 2024-09-17 |  | 30826 |  | Cardiff-By-The-Sea | 2025-04-07 | 2024-10-07 | 0 | Esteban Cisneros
MEPR-032880-2024 | 2108 Coolngreen Way Encinitas, CA 92024 | MEP (Residential) | Issued | 2024-09-26 | 0 | Replace Water Heater, Like for Like, Inside Garage | Water Heater | 2024-09-25 |  | 0 |  | New Encinitas | 2025-03-31 | 2024-10-01 | 0 | Esteban Cisneros
MEPR-032744-2024 | 1605 Legaye Dr Cardiff-by-the-Sea, CA 92007 | MEP (Residential) | Issued | 2024-09-26 | 0 | Installation of residential 3.84kW energy storage Unit. Application related to MEPR-032743-2024. | New Installation | 2024-09-17 |  | 10000 |  | Cardiff-By-The-Sea | 2025-04-07 | 2024-10-07 | 0 | Esteban Cisneros
BLDR-031505-2024 | 185 Saxony Rd Unit: 101 Encinitas, CA 92024 | Building (Residential) | Issued | 2024-09-26 | 0 | INSTALL PTAC HVAC UNIT UNDER WINDOW FRAMING IN ALL 4 UNITS (Building 100) | Alteration & Repair | 2024-06-18 |  | 6568 |  | Old Encinitas | 2025-06-04 | 2024-12-06 | 0 | Esteban Cisneros
MEPR-032881-2024 | 2036 Countrywood Way Encinitas, CA 92024 | MEP (Residential) | Issued | 2024-09-26 | 0 | (1) 3.5 ton condenser changeout in backyard with (1) 36k btu furnace changeout in closet. R8 ducts (5 supply / 0 return) | Alteration & Repair | 2024-09-25 |  | 10000 |  | New Encinitas | 2025-06-09 | 2024-12-10 | 0 | Esteban Cisneros
MEPR-032523-2024 | 1120 Woodlake Dr Cardiff-by-the-Sea, CA 92007 | MEP (Residential) | Finaled | 2024-09-26 | 0 | LIKE-FOR-LIKE ELECTRIC PANEL INSTALLATION | Alteration & Repair | 2024-09-03 | 2024-12-03 | 0 |  | Cardiff-By-The-Sea | 2025-06-02 | 2024-12-03 | 0 | Esteban Cisneros
BLDR-032875-2024 | 1574 Rubenstein Ave Cardiff-by-the-Sea, CA 92007 | Building (Residential) | Issued | 2024-09-26 | 3000 | Re-roof. Remove existing layers. Replace wood rot. Supply & install all new Class A ICC ESR-1475 fire-rated Timberline HDZ RS roof system by GAF | ReRoof | 2024-09-24 |  | 18720 |  | Cardiff-By-The-Sea | 2025-05-13 | 2024-11-14 | 0 | Esteban Cisneros
BLDR-032866-2024 | 1480 Flair Encinitas Dr Encinitas, CA 92024 | Building (Residential) | Issued | 2024-09-26 | 500 | Partial Re-Roof Lift and Lay Tile 5 Sqrs | ReRoof | 2024-09-24 |  | 4023 |  | New Encinitas | 2025-09-26 |  | 0 | Esteban Cisneros
MEPR-032914-2024 | 336 Cerro St Encinitas, CA 92024 | MEP (Residential) | Issued | 2024-09-26 | 0 | Â· (1) TESLA POWERWALL 3 BATTERY + INVERTER Â· (1) TESLA BACKUP SWITCH Â· (1) E-STOP SYSTEM RAPID SHUTDOWN SWITCH Â· (1) 60A DISCONNECT | New Installation | 2024-09-26 |  | 16050 |  | New Encinitas | 2025-09-26 |  | 0 | Esteban Cisneros
MEPR-032980-2024 | 222 Winterhawk Ln Encinitas, CA 92024 | MEP (Residential) | Finaled | 2024-09-30 | 0 | Emergency Service change - Replace existing meter main like for like | Service Change | 2024-09-30 | 2024-10-09 | 3500 |  | Olivenhain | 2025-04-07 | 2024-10-09 | 0 | Esteban Cisneros
MEPR-032917-2024 | 1601 Aryana Dr Encinitas, CA 92024 | MEP (Residential) | Issued | 2024-09-30 | 0 | REPLACE AC | Alteration & Repair | 2024-09-26 |  | 0 |  | Leucadia | 2025-09-30 |  | 0 | Esteban Cisneros
MEPR-032493-2024 | 1661 Cottage Glen Ct Encinitas, CA 92024 | MEP (Residential) | Finaled | 2024-09-30 | 0 | pv solar roof mount and [separate permit] energy storage | Energy Efficiency | 2024-08-30 | 2024-10-10 | 0 |  | New Encinitas | 2025-04-08 | 2024-10-10 | 0 | Esteban Cisneros
BLDR-028658-2023 | 859 Bracero Rd Encinitas, CA 92024 | Building (Residential) | Issued | 2024-09-30 | 576 | NEW 625 SF DETTACHED GUEST HOUSE WITH ATTACHED 216 SF GYM ON REAR PORTION OF PROPERTY. | Temporary or Accessory Structure | 2023-11-06 |  | 98934 |  | Old Encinitas | 2025-09-30 |  | 0 | Esteban Cisneros
BLDR-032520-2024 | 1528 Avenida De Los Lirios Encinitas, CA 92024 | Building (Residential) | Finaled | 2024-09-30 | 0 | Removal of existing roof and new lifetime shingle installation with new underlayment | ReRoof | 2024-09-03 | 2024-10-02 | 8000 |  | New Encinitas | 2025-03-31 | 2024-10-02 | 0 | Esteban Cisneros
MEPR-032808-2024 | 2629 Lone Jack Rd Encinitas, CA 92024 | MEP (Residential) | Finaled | 2024-09-30 | 0 | COMPLETE COPPER REPIPE- estimated 20 fixtures and approximately 35 HOLES, * 4 toilets, 7 sinks, 4 tub or showers, an ice maker & water heater | Alteration & Repair | 2024-09-20 | 2024-10-28 | 22000 |  | Olivenhain | 2025-04-28 | 2024-10-28 | 0 | Esteban Cisneros
BLDR-032887-2024 | 1770 S El Camino Real Unit: 102 | Building (Residential) | Finaled | 2024-09-30 | 16000 | hot and cold water repipe of entire building all 16 units (Master permit BLDR-032813-2024) New material used is PEX Type A. 2ft x 2ft holes opened ONLY on one side of the unit to avoid cutting fire resistive walls as much as we can. When fire wall is open the practice is to apply the 1st layer of drywall, apply RedGuard E84 rated coating (up to city code) pass city inspection and after that 2nd layer of drywall is installed. | New Construction | 2024-09-26 | 2024-10-08 | 64000 |  | New Encinitas | 2025-04-07 | 2024-10-08 | 0 | Esteban Cisneros
BLDR-032813-2024 | 1770 S El Camino Real Unit: 101 | Building (Residential) | Finaled | 2024-09-30 | 16000 | hot and cold water repipe of entire building all 16 units (Master permit BLDR-032813-2024) New material used is PEX Type A. 2ft x 2ft holes opened ONLY on one side of the unit to avoid cutting fire resistive walls as much as we can. When fire wall is open the practice is to apply the 1st layer of drywall, apply RedGuard E84 rated coating (up to city code) pass city inspection and after that 2nd layer of drywall is installed. | Alteration & Repair | 2024-09-20 | 2024-10-08 | 64000 |  | New Encinitas | 2025-04-07 | 2024-10-08 | 0 | Esteban Cisneros
BLDR-032888-2024 | 1770 S El Camino Real Unit: 103 Encinitas, CA 92024 | Building (Residential) | Finaled | 2024-09-30 | 16000 | hot and cold water repipe of entire building all 16 units (Master permit BLDR-032813-2024) New material used is PEX Type A. 2ft x 2ft holes opened ONLY on one side of the unit to avoid cutting fire resistive walls as much as we can. When fire wall is open the practice is to apply the 1st layer of drywall, apply RedGuard E84 rated coating (up to city code) pass city inspection and after that 2nd layer of drywall is installed. | New Construction | 2024-09-26 | 2024-10-08 | 64000 |  | New Encinitas | 2025-04-07 | 2024-10-09 | 0 | Esteban Cisneros
BLDR-032893-2024 | 1770 S El Camino Real Unit: 105 | Building (Residential) | Finaled | 2024-09-30 | 16000 | hot and cold water repipe of entire building all 16 units (Master permit BLDR-032813-2024) New material used is PEX Type A. 2ft x 2ft holes opened ONLY on one side of the unit to avoid cutting fire resistive walls as much as we can. When fire wall is open the practice is to apply the 1st layer of drywall, apply RedGuard E84 rated coating (up to city code) pass city inspection and after that 2nd layer of drywall is installed. | New Construction | 2024-09-26 | 2024-10-08 | 64000 |  | New Encinitas | 2025-04-07 | 2024-10-09 | 0 | Esteban Cisneros
BLDR-032890-2024 | 1770 S El Camino Real Unit: 104 Encinitas, CA 92024 | Building (Residential) | Finaled | 2024-09-30 | 16000 | hot and cold water repipe of entire building all 16 units (Master permit BLDR-032813-2024) New material used is PEX Type A. 2ft x 2ft holes opened ONLY on one side of the unit to avoid cutting fire resistive walls as much as we can. When fire wall is open the practice is to apply the 1st layer of drywall, apply RedGuard E84 rated coating (up to city code) pass city inspection and after that 2nd layer of drywall is installed. | New Construction | 2024-09-26 | 2024-10-08 | 64000 |  | New Encinitas | 2025-04-07 | 2024-10-09 | 0 | Esteban Cisneros
MEPR-032827-2024 | 3378 Jasmine Crest Encinitas, CA 92024 | MEP (Residential) | Issued | 2024-09-30 | 0 | replace a 4ton 18 seer ac unit on left side of home. 80% afue | Alteration & Repair | 2024-09-23 |  | 15500 |  | Olivenhain | 2025-09-30 |  | 0 | Esteban Cisneros
MEPR-032117-2024 | 1780 S El Camino Real Unit: 202 Encinitas, CA 92024 | MEP (Residential) | Issued | 2024-10-01 | 0 | INSTALL NEW DUCTLESS MINI SPLIT | New Installation | 2024-08-01 |  | 0 |  | New Encinitas | 2025-10-01 |  | 0 | Esteban Cisneros
BLDR-017225-2021 | 3312 Dove Hollow Rd Encinitas, CA 92024 | Building (Residential) | Issued | 2024-10-01 | 42155 | Proposed 1-story SFD with garage. | New Construction | 2021-10-08 |  | 624047.5 | Scordel Residence | Olivenhain | 2025-05-12 | 2024-11-12 | 0 | Esteban Cisneros
BLDR-028914-2023 | 1746 Tattenham Rd Encinitas, CA 92024 | Building (Residential) | Issued | 2024-10-01 | 267 | Interior remodel/renovation, reduce roof pitch/raise west LR wall, reduce roof pitch/raise west wall of BR3, add Ba at Loft, reduce roof pitch @ Loft for BA3 headroom, add windows per plans and replace existing west & Entry door systems | Alteration & Repair | 2023-11-21 |  | 200000 | DeBruin Remodel | Leucadia | 2025-06-16 | 2024-12-18 | 0 | Esteban Cisneros
MEPR-032956-2024 | 1303 Bergamo Pl Unit: 105 Encinitas, CA 92024 | MEP (Residential) | Issued | 2024-10-01 | 0 | Roof Mount PV Install - 2.84kW - 7 Modules/micro-inverters - Plan 6 - Phase 207 - Lot 1058 Shea Homes - Fox Point Farms-TH (4-7 units)-Tract-16527 Under Master: MEPR-022193-2022 | Energy Efficiency | 2024-09-27 |  | 7000 |  | Leucadia | 2025-10-01 |  | 0 | Esteban Cisneros
MEPR-032959-2024 | 1303 Bergamo Pl Unit: 105 Encinitas, CA 92024 | MEP (Residential) | Issued | 2024-10-01 | 0 | Roof Mount PV Install - 2.84kW - 7 Modules/micro-inverters - Plan 6 - Phase 208 - Lot 1061 Shea Homes - Fox Point Farms-TH (4-7 units)-Tract-16527 Under Master: MEPR-022193-2022 | Energy Efficiency | 2024-09-27 |  | 7000 |  | Leucadia | 2025-10-01 |  | 0 | Esteban Cisneros
MEPR-032960-2024 | 1302 Bergamo Pl Unit: 104 Encinitas, CA 92024 | MEP (Residential) | Issued | 2024-10-01 | 0 | Roof Mount PV Install - 2.84kW - 7 Modules/micro-inverters - Plan 8 - Phase 208 - Lot 1063 Shea Homes - Fox Point Farms-TH (4-7 units)-Tract-16527 Under Master: MEPR-022193-2022 | Energy Efficiency | 2024-09-27 |  | 7000 |  | Leucadia | 2025-10-01 |  | 0 | Esteban Cisneros
MEPR-032955-2024 | 1303 Bergamo Pl Unit: 101 Encinitas, CA 92024 | MEP (Residential) | Issued | 2024-10-01 | 0 | Roof Mount PV Install - 2.84kW - 7 Modules/micro-inverters - Plan 10 - Phase 207 - Lot 1054 Shea Homes - Fox Point Farms-TH (4-7 units)-Tract-16527 Under Master: MEPR-022193-2022 | Energy Efficiency | 2024-09-27 |  | 7000 |  | Leucadia | 2025-10-01 |  | 0 | Esteban Cisneros
MEPR-032958-2024 | 1303 Bergamo Pl Unit: 103 Encinitas, CA 92024 | MEP (Residential) | Issued | 2024-10-01 | 0 | Roof Mount PV Install - 2.84kW - 7 Modules/micro-inverters - Plan 8 - Phase 207 - Lot 1056 Shea Homes - Fox Point Farms-TH (4-7 units)-Tract-16527 Under Master: MEPR-022193-2022 | Energy Efficiency | 2024-09-27 |  | 7000 |  | Leucadia | 2025-10-01 |  | 0 | Esteban Cisneros
MEPR-032969-2024 | 3145 Caminito Ricardo Encinitas, CA 92024 | MEP (Residential) | Issued | 2024-10-02 | 0 | GROUND MOUNTED PV SOLAR INSTALLATION WITH BATTERY BACKUP SYSTEM SIZE: DC STC: 12.870 KW SYSTEM SIZE: AC CEC: 11.500 KW SOLAR MODULES: (33 ) CANADIAN SOLAR 390 W INVERTER/BATTERY: (2) TESLA POWERWALL 3 | Energy Efficiency | 2024-09-27 |  | 44000 |  | Olivenhain | 2025-10-02 |  | 0 | Esteban Cisneros
MEPR-032973-2024 | 555 N Vulcan Ave Encinitas, CA 92024 | MEP (Residential) | Issued | 2024-10-02 | 0 | INSTALLATION OF A 2.4DC kW(1.74AC kW) ROOF MOUNTED PHOTOVOLTAIC SYSTEM W/ 6 MODS AND 6 MICRO INV | Energy Efficiency | 2024-09-27 |  | 18000 |  | Leucadia | 2025-10-02 |  | 0 | Esteban Cisneros
MEPR-032974-2024 | 553 N Vulcan Ave Encinitas, CA 92024 | MEP (Residential) | Issued | 2024-10-02 | 0 | INSTALLATION OF A 2.4DC kW(1.74AC kW) ROOF MOUNTED PHOTOVOLTAIC SYSTEM | Energy Efficiency | 2024-09-27 |  | 18000 |  | Leucadia | 2025-10-02 |  | 0 | Esteban Cisneros
BLDR-028579-2023 | 2143 Oxford Ave Cardiff-by-the-Sea, CA 92007 | Building (Residential) | Issued | 2024-10-02 | 5160 | New 2-Story Residence w/ New Attached ADU (BLDR-028581-2023) - South Twin Home DEMOLITION OF AN EXISTING ONE-STORY DUPLEX RESIDENCE AND DETACHED ONE-STORY FOUR-CAR GARAGE. BUILD TWO DETACHED TWO-STORY RESIDENCES WITH BASEMENTS. THE 1ST FLOOR OF EACH RESIDENCE WILL CONTAIN AN ATTACHED ADU. EACH RESIDENCE WILL CONTAIN AN ALLEY ACCESSIBLE ATTACHED 2-CAR GARAGE. THE HOMES WILL HAVE BALCONIES AND COVERED PORCHES. EACH RESIDENCE WILL HAVE A SIMILAR FLOOR PLAN WITH A UNIQUE EXTERIOR DESIGN. NEW 8' x 20' TEMPORARY CONSTRUCTION TRAILER. | New Construction | 2023-10-31 |  | 255946 | La Rue Twin Home | Cardiff-By-The-Sea | 2025-04-28 | 2024-10-30 | 0 | Esteban Cisneros
BLDC-032006-2024 | 1040 N El Camino Real Unit: B Encinitas, CA 92024 | Building (Non-Residential) | Issued | 2024-10-02 | 1255 | Remodel of current retail space | New Construction | 2024-07-24 |  | 100000 |  | New Encinitas | 2025-05-06 | 2024-11-07 | 0 | Esteban Cisneros
MEPR-032916-2024 | 1225 Caminito Septimo Cardiff-by-the-Sea, CA 92007 | MEP (Residential) | Finaled | 2024-10-02 | 0 | LIKE FOR LIKE REPLACEMENT OF 100AMP METERED GARAGE PANEL | New Installation | 2024-09-26 | 2024-12-03 | 0 |  | Cardiff-By-The-Sea | 2025-06-02 | 2024-12-03 | 0 | Esteban Cisneros
MEPR-032981-2024 | 1934 Oxford Ave Cardiff-by-the-Sea, CA 92007 | MEP (Residential) | Issued | 2024-10-02 | 0 | Roof Top PV 5.95kW, (14) Solar Modules, (5) Solar Shutdown Devices. Energy Storage 5kW, (1) Powerwall 3. | Energy Efficiency | 2024-09-30 |  | 33401 |  | Cardiff-By-The-Sea | 2025-05-13 | 2024-11-14 | 0 | Esteban Cisneros
BLDR-029059-2023 | 1473 Eolus Ave Encinitas, CA 92024 | Building (Residential) | Finaled | 2024-10-02 | 495 | Building permit for an existing, un-permitted, 495 sq ft ADU that was previously a permitted garage. In response to code enforcement case CODE-005905-2023 | Accessory Dwelling Unit | 2023-12-04 | 2024-10-17 | 45000 | Guarino ADU | Leucadia | 2025-04-15 | 2024-10-17 | 0 | Esteban Cisneros
MEPR-032962-2024 | 1302 Bergamo Pl Unit: 201 Encinitas, CA 92024 | MEP (Residential) | Issued | 2024-10-02 | 0 | Roof Mount PV Install - 2.84kW - 7 Modules/micro-inverters - Plan 7 - Phase 208 - Lot 1060 Shea Homes - Fox Point Farms-TH (4-7 units)-Tract-16527 Under Master: MEPR-022193-2022 | Energy Efficiency | 2024-09-27 |  | 7000 |  | Leucadia | 2025-10-02 |  | 0 | Esteban Cisneros
MEPR-032963-2024 | 1501 Livorno Pl Unit: 209 Encinitas, CA 92024 | MEP (Residential) | Issued | 2024-10-02 | 0 | Roof Mount Solar- 2.84kW 7 Modules/micro-inverters - Plan type 18X. SHEA Homes - Fox Point Farms-Flats(13 plex) - Phase 304 - Lot 2040 - Solar Master Plan : MEPR-022192-2022 | Energy Efficiency | 2024-09-27 |  | 7000 |  | Leucadia | 2025-10-02 |  | 0 | Esteban Cisneros
MEPR-032990-2024 | 337 N Vulcan Ave Encinitas, CA 92024 | MEP (Residential) | Issued | 2024-10-03 | 0 | Solar only: Resi rooftop solar, 26 Panels with Battery Backup 2 Batteries | Energy Efficiency | 2024-09-30 |  | 44639 |  | Old Encinitas | 2025-10-03 |  | 0 | Esteban Cisneros
BLDR-033028-2024 | 1660 S El Camino Real Unit: 102 Encinitas, CA 92024 | Building (Residential) | Finaled | 2024-10-03 | 16000 | Hot and cold water repipe of entire building all 16 units 8 units on 1st floor and 8 units on 2nd floor 2x2 holes open on one side of the units to avoid fire wall opening | Alteration & Repair | 2024-10-03 | 2024-10-04 | 64000 |  | New Encinitas | 2025-04-02 | 2024-10-04 | 0 | Esteban Cisneros
BLDR-033048-2024 | 1660 S El Camino Real Unit: 206 Encinitas, CA 92024 | Building (Residential) | Finaled | 2024-10-03 | 16000 | Hot and cold water repipe of entire building all 16 units 8 units on 1st floor and 8 units on 2nd floor 2x2 holes open on one side of the units to avoid fire wall opening | Alteration & Repair | 2024-10-03 | 2024-10-04 | 64000 |  | New Encinitas | 2025-04-02 | 2024-10-04 | 0 | Esteban Cisneros
BLDR-033044-2024 | 1660 S El Camino Real Unit: 203 Encinitas, CA 92024 | Building (Residential) | Finaled | 2024-10-03 | 16000 | Hot and cold water repipe of entire building all 16 units 8 units on 1st floor and 8 units on 2nd floor 2x2 holes open on one side of the units to avoid fire wall opening | Alteration & Repair | 2024-10-03 | 2024-10-04 | 64000 |  | New Encinitas | 2025-04-02 | 2024-10-04 | 0 | Esteban Cisneros
BLDR-033042-2024 | 1660 S El Camino Real Unit: 202 Encinitas, CA 92024 | Building (Residential) | Finaled | 2024-10-03 | 16000 | Hot and cold water repipe of entire building all 16 units 8 units on 1st floor and 8 units on 2nd floor 2x2 holes open on one side of the units to avoid fire wall opening | Alteration & Repair | 2024-10-03 | 2024-10-04 | 64000 |  | New Encinitas | 2025-04-02 | 2024-10-04 | 0 | Esteban Cisneros
MEPR-032860-2024 | 1071 Stratford Dr Encinitas, CA 92024 | MEP (Residential) | Issued | 2024-10-03 | 0 | new electrical, plumbing and gas lines to existing fire pits, gate, sauna, spa and bbq | New Installation | 2024-09-24 |  | 5000 |  | Old Encinitas | 2025-10-03 |  | 0 | Esteban Cisneros
MEPR-032814-2024 | 119 Mozart Ave Cardiff-by-the-Sea, CA 92007 | MEP (Residential) | Issued | 2024-10-03 | 0 | REPLACE AC | Alteration & Repair | 2024-09-20 |  | 0 |  | Cardiff-By-The-Sea | 2025-10-03 |  | 0 | Esteban Cisneros
MEPR-032768-2024 | 1725 Caliban Dr Encinitas, CA 92024 | MEP (Residential) | Issued | 2024-10-03 | 0 | INSTALL NEW HEAT PUMP AND AIR HANDLER | New Installation | 2024-09-18 |  | 0 |  | New Encinitas | 2025-10-03 |  | 0 | Esteban Cisneros
BLDR-032779-2024 | 710 Rihely Pl Encinitas, CA 92024 | Building (Residential) | Issued | 2024-10-03 | 290 | PROPOSED POOL AND SPA 290ftÂ² 5' MAX DEPTH | Pool | 2024-09-18 |  | 45000 |  | Leucadia | 2025-10-03 |  | 0 | Esteban Cisneros
MEPR-032751-2024 | 426 Raphael Ct Encinitas, CA 92024 | MEP (Residential) | Issued | 2024-10-03 | 0 | replace ductless mini split | Alteration & Repair | 2024-09-17 |  | 0 |  | New Encinitas | 2025-10-03 |  | 0 | Esteban Cisneros
BLDR-032414-2024 | 1442 Coop St Encinitas, CA 92024 | Building (Residential) | Issued | 2024-10-03 | 6 | add built-in closet | Alteration & Repair | 2024-08-26 |  | 500 |  | Leucadia | 2025-04-30 | 2024-11-01 | 0 | Esteban Cisneros
BLDR-032949-2024 | 414 Delage Dr Encinitas, CA 92024 | Building (Residential) | Finaled | 2024-10-03 | 2700 | Complete re-roof. Remove existing concrete tile roof system & haul away. Replace wood rot. Supply & install all new ESR-1475 Class A fire-rated Timberline HDZ RS asphalt shingle roof system by GAF. 5:12 pitch | ReRoof | 2024-09-26 | 2024-11-05 | 18650 |  | New Encinitas | 2025-05-05 | 2024-11-05 | 0 | Esteban Cisneros
MEPR-032970-2024 | 3145 Caminito Ricardo Encinitas, CA 92024 | MEP (Residential) | Issued | 2024-10-03 | 0 | GROUND MOUNTED PV SOLAR INSTALLATION WITH BATTERY BACKUP SYSTEM SIZE: DC STC: 12.870 KW SYSTEM SIZE: AC CEC: 11.500 KW SOLAR MODULES: (33 ) CANADIAN SOLAR 390 W INVERTER/BATTERY: (2) TESLA POWERWALL 3 | New Installation | 2024-09-27 |  | 29000 |  | Olivenhain | 2025-06-02 | 2024-12-03 | 0 | Esteban Cisneros
BLDR-032951-2024 | 1507 Summit Ave Cardiff-by-the-Sea, CA 92007 | Building (Residential) | Finaled | 2024-10-03 | 2553 | Remove Torch and Replace TPO on flat surface | ReRoof | 2024-09-27 | 2024-11-15 | 33917 |  | Cardiff-By-The-Sea | 2025-05-14 | 2024-11-15 | 0 | Esteban Cisneros
BLDR-032876-2024 | 1660 S El Camino Real Unit: 101 Encinitas, CA 92024 | Building (Residential) | Finaled | 2024-10-03 | 16000 | Hot and cold water repipe of entire building all 16 units 8 units on 1st floor and 8 units on 2nd floor 2x2 holes open on one side of the units to avoid fire wall opening | Alteration & Repair | 2024-09-24 | 2024-10-04 | 64000 |  | New Encinitas | 2025-04-02 | 2024-10-04 | 0 | Esteban Cisneros
BLDR-033047-2024 | 1660 S El Camino Real Unit: 205 Encinitas, CA 92024 | Building (Residential) | Finaled | 2024-10-03 | 16000 | Hot and cold water repipe of entire building all 16 units 8 units on 1st floor and 8 units on 2nd floor 2x2 holes open on one side of the units to avoid fire wall opening | Alteration & Repair | 2024-10-03 | 2024-10-04 | 64000 |  | New Encinitas | 2025-04-02 | 2024-10-04 | 0 | Esteban Cisneros
BLDR-033050-2024 | 1660 S El Camino Real Unit: 208 | Building (Residential) | Finaled | 2024-10-03 | 16000 | Hot and cold water repipe of entire building all 16 units 8 units on 1st floor and 8 units on 2nd floor 2x2 holes open on one side of the units to avoid fire wall opening | Alteration & Repair | 2024-10-03 | 2024-10-04 | 64000 |  | New Encinitas | 2025-04-02 | 2024-10-04 | 0 | Esteban Cisneros
BLDR-033045-2024 | 1660 S El Camino Real Unit: 204 Encinitas, CA 92024 | Building (Residential) | Finaled | 2024-10-03 | 16000 | Hot and cold water repipe of entire building all 16 units 8 units on 1st floor and 8 units on 2nd floor 2x2 holes open on one side of the units to avoid fire wall opening | Alteration & Repair | 2024-10-03 | 2024-10-04 | 64000 |  | New Encinitas | 2025-04-02 | 2024-10-04 | 0 | Esteban Cisneros
BLDR-033030-2024 | 1660 S El Camino Real Unit: 104 Encinitas, CA 92024 | Building (Residential) | Finaled | 2024-10-03 | 16000 | Hot and cold water repipe of entire building all 16 units 8 units on 1st floor and 8 units on 2nd floor 2x2 holes open on one side of the units to avoid fire wall opening | Alteration & Repair | 2024-10-03 | 2024-10-04 | 64000 |  | New Encinitas | 2025-04-02 | 2024-10-04 | 0 | Esteban Cisneros
BLDR-033031-2024 | 1660 S El Camino Real Unit: 105 Encinitas, CA 92024 | Building (Residential) | Finaled | 2024-10-03 | 16000 | Hot and cold water repipe of entire building all 16 units 8 units on 1st floor and 8 units on 2nd floor 2x2 holes open on one side of the units to avoid fire wall opening | Alteration & Repair | 2024-10-03 | 2024-10-04 | 64000 |  | New Encinitas | 2025-04-02 | 2024-10-04 | 0 | Esteban Cisneros
BLDR-033029-2024 | 1660 S El Camino Real Unit: 103 Encinitas, CA 92024 | Building (Residential) | Finaled | 2024-10-03 | 16000 | Hot and cold water repipe of entire building all 16 units 8 units on 1st floor and 8 units on 2nd floor 2x2 holes open on one side of the units to avoid fire wall opening | Alteration & Repair | 2024-10-03 | 2024-10-04 | 64000 |  | New Encinitas | 2025-04-02 | 2024-10-04 | 0 | Esteban Cisneros
BLDR-033049-2024 | 1660 S El Camino Real Unit: 207 Encinitas, CA 92024 | Building (Residential) | Finaled | 2024-10-03 | 16000 | Hot and cold water repipe of entire building all 16 units 8 units on 1st floor and 8 units on 2nd floor 2x2 holes open on one side of the units to avoid fire wall opening | Alteration & Repair | 2024-10-03 | 2024-10-04 | 64000 |  | New Encinitas | 2025-04-02 | 2024-10-04 | 0 | Esteban Cisneros
BLDR-033035-2024 | 1660 S El Camino Real Unit: 108 Encinitas, CA 92024 | Building (Residential) | Finaled | 2024-10-03 | 16000 | Hot and cold water repipe of entire building all 16 units 8 units on 1st floor and 8 units on 2nd floor 2x2 holes open on one side of the units to avoid fire wall opening | Alteration & Repair | 2024-10-03 | 2024-10-04 | 64000 |  | New Encinitas | 2025-04-02 | 2024-10-04 | 0 | Esteban Cisneros
BLDR-033032-2024 | 1660 S El Camino Real Unit: 106 Encinitas, CA 92024 | Building (Residential) | Finaled | 2024-10-03 | 16000 | Hot and cold water repipe of entire building all 16 units 8 units on 1st floor and 8 units on 2nd floor 2x2 holes open on one side of the units to avoid fire wall opening | Alteration & Repair | 2024-10-03 | 2024-10-04 | 64000 |  | New Encinitas | 2025-04-02 | 2024-10-04 | 0 | Esteban Cisneros
BLDR-031906-2024 | 2141 Oxford Ave Cardiff-by-the-Sea, CA 92007 | Building (Residential) | Issued | 2024-10-03 | 5160 | MULTIPLE FOUNDATION ONLY PERMITS FOR BLDR-028579-2023 (SOUTH) AND BLDR-028580-2023 (NORTH). NORTH FOUNDATION - BLDR-031906-2024 (BLDR-028580-2024) SOUTH FOUNDATION - BLDR-031927-2024 (BLDR-028579-2024) | Foundation Only | 2024-07-19 |  | 255946 | La Rue Twin Home | Cardiff-By-The-Sea | 2025-06-16 | 2024-12-16 | 0 | Esteban Cisneros
BLDR-033036-2024 | 1660 S El Camino Real Unit: 201 Encinitas, CA 92024 | Building (Residential) | Finaled | 2024-10-03 | 16000 | Hot and cold water repipe of entire building all 16 units 8 units on 1st floor and 8 units on 2nd floor 2x2 holes open on one side of the units to avoid fire wall opening | Alteration & Repair | 2024-10-03 | 2024-10-04 | 64000 |  | New Encinitas | 2025-04-02 | 2024-10-04 | 0 | Esteban Cisneros
BLDR-033034-2024 | 1660 S El Camino Real Unit: 107 Encinitas, CA 92024 | Building (Residential) | Finaled | 2024-10-03 | 16000 | Hot and cold water repipe of entire building all 16 units 8 units on 1st floor and 8 units on 2nd floor 2x2 holes open on one side of the units to avoid fire wall opening | Alteration & Repair | 2024-10-03 | 2024-10-04 | 64000 |  | New Encinitas | 2025-04-02 | 2024-10-04 | 0 | Esteban Cisneros
BLDR-031927-2024 | 2143 Oxford Ave Cardiff-by-the-Sea, CA 92007 | Building (Residential) | Issued | 2024-10-03 | 5160 | MULTIPLE FOUNDATION ONLY PERMITS FOR BLDR-028579-2023 (SOUTH) AND BLDR-028580-2023 (NORTH). NORTH FOUNDATION - BLDR-031906-2024 (BLDR-028580-2024) SOUTH FOUNDATION - BLDR-031927-2024 (BLDR-028579-2024) | Foundation Only | 2024-07-22 |  | 255946 | La Rue Twin Home | Cardiff-By-The-Sea | 2025-06-16 | 2024-12-16 | 0 | Esteban Cisneros
MEPR-033004-2024 | 1444 Caminito Septimo Cardiff-by-the-Sea, CA 92007 | MEP (Residential) | Issued | 2024-10-04 | 0 | Residential Roof Mount Solar PV 3.55 kW, 9 Modules, 1 Battery. | Energy Efficiency | 2024-10-01 |  | 0 |  | Cardiff-By-The-Sea | 2025-10-04 |  | 0 | Esteban Cisneros
MEPR-032772-2024 | 798 Jensen Ct Encinitas, CA 92024 | MEP (Residential) | Issued | 2024-10-04 | 0 | REPLACE 2 HEAT PUMPS AND FURNACES | Alteration & Repair | 2024-09-18 |  | 0 |  | Leucadia | 2025-10-04 |  | 0 | Esteban Cisneros
MEPR-032498-2024 | 1661 Cottage Glen Ct Encinitas, CA 92024 | MEP (Residential) | Finaled | 2024-10-04 | 0 | battery | Alteration & Repair | 2024-08-30 | 2024-10-10 | 0 |  | New Encinitas | 2025-04-08 | 2024-10-10 | 0 | Esteban Cisneros
MEPR-032996-2024 | 1185 Avenida Esteban Encinitas, CA 92024 | MEP (Residential) | Issued | 2024-10-04 | 0 | Removal and Re-Install of Existing PV System; 4 KW, 16 Panels. No changes to layout or tie-in | Energy Efficiency | 2024-10-01 |  | 0 |  | New Encinitas | 2025-10-04 |  | 0 | Esteban Cisneros
MEPR-033021-2024 | 3202 Country Rose Cir Encinitas, CA 92024 | MEP (Residential) | Issued | 2024-10-04 | 0 | Roof mounted PV single family residential solar install. 2.46kw. 6 panels. No main panel upgrade. | Energy Efficiency | 2024-10-02 |  | 8396 |  | Olivenhain | 2025-05-05 | 2024-11-05 | 0 | Esteban Cisneros
MEPR-032936-2024 | 761 Second St Encinitas, CA 92024 | MEP (Residential) | Finaled | 2024-10-04 | 0 | battery | New Installation | 2024-09-26 | 2024-10-21 | 0 |  | Old Encinitas | 2025-04-21 | 2024-10-21 | 0 | Esteban Cisneros
MEPR-032982-2024 | 1934 Oxford Ave Cardiff-by-the-Sea, CA 92007 | MEP (Residential) | Issued | 2024-10-04 | 0 | Energy Storage 5kW, (1) Powerwall 3 | New Installation | 2024-09-30 |  | 12500 |  | Cardiff-By-The-Sea | 2025-05-13 | 2024-11-14 | 0 | Esteban Cisneros
MEPR-033017-2024 | 188 Pacific View Ln Encinitas, CA 92024 | MEP (Residential) | Finaled | 2024-10-04 | 0 | 8.2 KW Solar Roof Mount, 20 Modules | Energy Efficiency | 2024-10-02 | 2024-11-22 | 22290 |  | Old Encinitas | 2025-05-21 | 2024-11-22 | 0 | Esteban Cisneros
MEPR-033002-2024 | 1323 Bello Mar Dr Encinitas, CA 92024 | MEP (Residential) | Finaled | 2024-10-04 | 0 | Installation of 16.34kW roof PV system with 38 modules over 800 sqft. Includes energy storage system consisting of (2) Tesla Powerwall 3 battery/ pv inverter units | Energy Efficiency | 2024-10-01 | 2024-12-17 | 83000 |  | Leucadia | 2025-06-16 | 2024-12-17 | 0 | Esteban Cisneros
BLDR-032698-2024 | 1350 Desert Rose Way Encinitas, CA 92024 | Building (Residential) | Issued | 2024-10-04 | 397 | new pool/spa with automatic pool cover, gas line for pool heater. remove dirt form excavation. | Pool | 2024-09-16 |  | 65000 |  | Olivenhain | 2025-10-04 | 2024-10-17 | 0 | Esteban Cisneros
MEPR-032999-2024 | 682 Cypress Hills Dr Encinitas, CA 92024 | MEP (Residential) | Issued | 2024-10-04 | 0 | (N) 10.140kW DC / 11.500kW AC / 9.235kW CEC AC ROOF MOUNT PV SYSTEM (N) 13.500kWh ENERGY STORAGE SYSTEM (26) CANADIAN SOLAR CS3N-390MS (390W) MODULE (1) TESLA POWERWALL 3 INTEGRATED SOLAR BATTERY 1707000-xx-y (240V) INVERTER (10) TESLA SOLAR SHUTDOWN DEVICE (MCI-1) (1) TESLA BACKUP SWITCH (1624171-xx-y) | Energy Efficiency | 2024-10-01 |  | 23300 |  | Leucadia | 2025-10-04 |  | 0 | Esteban Cisneros
MEPR-033038-2024 | 1302 Bergamo Pl Unit: 103 Encinitas, CA 92024 | MEP (Residential) | Issued | 2024-10-04 | 0 | Roof Mount PV Install - 2.84kW - 7 Modules/micro-inverters - Plan 9 - Phase 208 - Lot 1062 Shea Homes - Fox Point Farms-TH (4-7 units)-Tract-16527 Under Master: MEPR-022193-2022 | Energy Efficiency | 2024-10-03 |  | 7000 |  | Leucadia | 2025-10-04 |  | 0 | Esteban Cisneros
MEPR-033005-2024 | 1444 Caminito Septimo Cardiff-by-the-Sea, CA 92007 | MEP (Residential) | Issued | 2024-10-07 | 0 | Install (1) Energy Storage System. | New Installation | 2024-10-01 |  | 0 |  | Cardiff-By-The-Sea | 2025-10-07 |  | 0 | Esteban Cisneros
MEPR-033000-2024 | 1458 Avenida La Posta Encinitas, CA 92024 | MEP (Residential) | Issued | 2024-10-07 | 0 | REPLACE HEAT PUMP AND FURNACE | Alteration & Repair | 2024-10-01 |  | 0 |  | New Encinitas | 2025-10-07 |  | 0 | Esteban Cisneros
MEPR-032961-2024 | 1302 Bergamo Pl Unit: 201 Encinitas, CA 92024 | MEP (Residential) | Issued | 2024-10-07 | 0 | Roof Mount PV Install - 2.84kW - 7 Modules/micro-inverters - Plan 10 - Phase 208 - Lot 1065 Shea Homes - Fox Point Farms-TH (4-7 units)-Tract-16527 Under Master: MEPR-022193-2022 | Energy Efficiency | 2024-09-27 |  | 7000 |  | Leucadia | 2025-10-07 |  | 0 | Esteban Cisneros
MEPR-032957-2024 | 1303 Bergamo Pl Unit: 104 Encinitas, CA 92024 | MEP (Residential) | Issued | 2024-10-07 | 0 | Roof Mount PV Install - 2.84kW - 7 Modules/micro-inverters - Plan 9 - Phase 207 - Lot 1057 Shea Homes - Fox Point Farms-TH (4-7 units)-Tract-16527 Under Master: MEPR-022193-2022 | Energy Efficiency | 2024-09-27 |  | 7000 |  | Leucadia | 2025-10-07 |  | 0 | Esteban Cisneros
MEPR-033040-2024 | 1281 Orchard Glen Cir Encinitas, CA 92024 | MEP (Residential) | Finaled | 2024-10-07 | 0 | MPU to 200A | Alteration & Repair | 2024-10-03 | 2024-11-05 | 2000 |  | New Encinitas | 2025-05-05 | 2024-11-05 | 0 | Esteban Cisneros
BLDR-033077-2024 | 1780 S El Camino Real Unit: 202 Encinitas, CA 92024 | Building (Residential) | Issued | 2024-10-07 | 16000 | Hot and cold water repipe of entire building 16 units. 2x2 holes open only on one side of the units to avoid fire wall | Alteration & Repair | 2024-10-04 |  | 64000 |  | New Encinitas | 2025-05-05 | 2024-11-04 | 0 | Esteban Cisneros
MEPR-032983-2024 | 1557 Orangeview Dr Encinitas, CA 92024 | MEP (Residential) | Issued | 2024-10-07 | 0 | Change out 100 amp panel box to 125 amp panel box | Alteration & Repair | 2024-09-30 |  | 2500 |  | New Encinitas | 2025-06-02 | 2024-12-04 | 0 | Esteban Cisneros
MEPR-033008-2024 | 819 Saxony Rd Encinitas, CA 92024 | MEP (Residential) | Finaled | 2024-10-07 | 0 | Install (2) Energy Storage Systems. | New Installation | 2024-10-01 | 2024-11-27 | 0 |  | Leucadia | 2025-05-27 | 2024-11-27 | 0 | Esteban Cisneros
MEPR-033003-2024 | 337 N Vulcan Ave Encinitas, CA 92024 | MEP (Residential) | Issued | 2024-10-07 | 0 | Battery Backup for MEPR-032990-2024 | New Installation | 2024-10-01 |  | 10000 |  | Old Encinitas | 2025-10-07 |  | 0 | Esteban Cisneros
MEPR-033051-2024 | 1809 Avenida La Posta Encinitas, CA 92024 | MEP (Residential) | Finaled | 2024-10-07 | 0 | Upgrade Remove/replace 200 AMP | Service Change | 2024-10-03 | 2024-11-18 | 2000 |  | New Encinitas | 2025-05-19 | 2024-11-18 | 0 | Esteban Cisneros
MEPR-033001-2024 | 682 Cypress Hills Dr Encinitas, CA 92024 | MEP (Residential) | Finaled | 2024-10-07 | 0 | (N) 10.140kW DC / 11.500kW AC / 9.235kW CEC AC ROOF MOUNT PV SYSTEM (N) 13.500kWh ENERGY STORAGE SYSTEM (26) CANADIAN SOLAR CS3N-390MS (390W) MODULE (1) TESLA POWERWALL 3 INTEGRATED SOLAR BATTERY 1707000-xx-y (240V) INVERTER (10) TESLA SOLAR SHUTDOWN DEVICE (MCI-1) (1) TESLA BACKUP SWITCH (1624171-xx-y) | New Installation | 2024-10-01 | 2024-11-19 | 15250 |  | Leucadia | 2025-05-19 | 2024-11-19 | 0 | Esteban Cisneros
MEPR-033018-2024 | 188 Pacific View Ln Encinitas, CA 92024 | MEP (Residential) | Issued | 2024-10-07 | 0 | 27 KWH ESS + Whole Home Backup | New Installation | 2024-10-02 |  | 15650 |  | Old Encinitas | 2025-05-21 | 2024-11-22 | 0 | Esteban Cisneros
MEPR-033011-2024 | 1323 Bello Mar Dr Encinitas, CA 92024 | MEP (Residential) | Finaled | 2024-10-07 | 0 | Battery permit portion for roof pv permit application MEPR-033002-2024 . Installation of 16.34kW roof PV system with 38 modules over 800 sqft. Includes energy storage system consisting of (2) Tesla Powerwall 3 battery/ pv inverter units | New Installation | 2024-10-01 | 2024-12-17 | 83000 |  | Leucadia | 2025-06-16 | 2024-12-17 | 0 | Esteban Cisneros
BLDR-032901-2024 | 1770 S El Camino Real Unit: 201 | Building (Residential) | Finaled | 2024-10-07 | 16000 | hot and cold water repipe of entire building all 16 units (Master permit BLDR-032813-2024) New material used is PEX Type A. 2ft x 2ft holes opened ONLY on one side of the unit to avoid cutting fire resistive walls as much as we can. When fire wall is open the practice is to apply the 1st layer of drywall, apply RedGuard E84 rated coating (up to city code) pass city inspection and after that 2nd layer of drywall is installed. | New Construction | 2024-09-26 | 2024-10-08 | 64000 |  | New Encinitas | 2025-04-07 | 2024-10-09 | 0 | Esteban Cisneros
BLDR-032910-2024 | 1770 S El Camino Real Unit: 205 Encinitas, CA 92024 | Building (Residential) | Finaled | 2024-10-07 | 16000 | hot and cold water repipe of entire building all 16 units (Master permit BLDR-032813-2024) New material used is PEX Type A. 2ft x 2ft holes opened ONLY on one side of the unit to avoid cutting fire resistive walls as much as we can. When fire wall is open the practice is to apply the 1st layer of drywall, apply RedGuard E84 rated coating (up to city code) pass city inspection and after that 2nd layer of drywall is installed. | New Construction | 2024-09-26 | 2024-10-08 | 64000 |  | New Encinitas | 2025-04-07 | 2024-10-09 | 0 | Esteban Cisneros
BLDR-032897-2024 | 1770 S El Camino Real Unit: 107 Encinitas, CA 92024 | Building (Residential) | Finaled | 2024-10-07 | 16000 | hot and cold water repipe of entire building all 16 units (Master permit BLDR-032813-2024) New material used is PEX Type A. 2ft x 2ft holes opened ONLY on one side of the unit to avoid cutting fire resistive walls as much as we can. When fire wall is open the practice is to apply the 1st layer of drywall, apply RedGuard E84 rated coating (up to city code) pass city inspection and after that 2nd layer of drywall is installed. | New Construction | 2024-09-26 | 2024-10-08 | 64000 |  | New Encinitas | 2025-04-07 | 2024-10-09 | 0 | Esteban Cisneros
BLDR-032895-2024 | 1770 S El Camino Real Unit: 106 Encinitas, CA 92024 | Building (Residential) | Finaled | 2024-10-07 | 16000 | hot and cold water repipe of entire building all 16 units (Master permit BLDR-032813-2024) New material used is PEX Type A. 2ft x 2ft holes opened ONLY on one side of the unit to avoid cutting fire resistive walls as much as we can. When fire wall is open the practice is to apply the 1st layer of drywall, apply RedGuard E84 rated coating (up to city code) pass city inspection and after that 2nd layer of drywall is installed. | New Construction | 2024-09-26 | 2024-10-08 | 64000 |  | New Encinitas | 2025-04-07 | 2024-10-09 | 0 | Esteban Cisneros
BLDR-033072-2024 | 1780 S El Camino Real Unit: 105 Encinitas, CA 92024 | Building (Residential) | Finaled | 2024-10-07 | 16000 | Hot and cold water repipe of entire building 16 units. 2x2 holes open only on one side of the units to avoid fire wall | Alteration & Repair | 2024-10-04 | 2024-12-03 | 64000 |  | New Encinitas | 2025-06-02 | 2024-12-03 | 0 | Esteban Cisneros
BLDR-033085-2024 | 1780 S El Camino Real Unit: 208 Encinitas, CA 92024 | Building (Residential) | Finaled | 2024-10-07 | 16000 | Hot and cold water repipe of entire building 16 units. 2x2 holes open only on one side of the units to avoid fire wall | Alteration & Repair | 2024-10-04 | 2024-12-03 | 64000 |  | New Encinitas | 2025-06-02 | 2024-12-03 | 0 | Esteban Cisneros
BLDR-033076-2024 | 1780 S El Camino Real Unit: 201 Encinitas, CA 92024 | Building (Residential) | Finaled | 2024-10-07 | 16000 | Hot and cold water repipe of entire building 16 units. 2x2 holes open only on one side of the units to avoid fire wall | Alteration & Repair | 2024-10-04 | 2024-12-03 | 64000 |  | New Encinitas | 2025-06-02 | 2024-12-03 | 0 | Esteban Cisneros
BLDR-033079-2024 | 1780 S El Camino Real Unit: 204 Encinitas, CA 92024 | Building (Residential) | Finaled | 2024-10-07 | 16000 | Hot and cold water repipe of entire building 16 units. 2x2 holes open only on one side of the units to avoid fire wall | Alteration & Repair | 2024-10-04 | 2024-12-03 | 64000 |  | New Encinitas | 2025-06-02 | 2024-12-03 | 0 | Esteban Cisneros
BLDR-033075-2024 | 1780 S El Camino Real Unit: 108 Encinitas, CA 92024 | Building (Residential) | Finaled | 2024-10-07 | 16000 | Hot and cold water repipe of entire building 16 units. 2x2 holes open only on one side of the units to avoid fire wall | Alteration & Repair | 2024-10-04 | 2024-12-03 | 64000 |  | New Encinitas | 2025-06-02 | 2024-12-03 | 0 | Esteban Cisneros
BLDR-033070-2024 | 1780 S El Camino Real Unit: 103 Encinitas, CA 92024 | Building (Residential) | Finaled | 2024-10-07 | 16000 | Hot and cold water repipe of entire building 16 units. 2x2 holes open only on one side of the units to avoid fire wall | Alteration & Repair | 2024-10-04 | 2024-12-03 | 64000 |  | New Encinitas | 2025-06-02 | 2024-12-03 | 0 | Esteban Cisneros
BLDR-032940-2024 | 1780 S El Camino Real Unit: 101 Encinitas, CA 92024 | Building (Residential) | Finaled | 2024-10-07 | 16000 | Hot and cold water repipe of entire building 16 units. 2x2 holes open only on one side of the units to avoid fire wall | Alteration & Repair | 2024-09-26 | 2024-12-03 | 64000 |  | New Encinitas | 2025-06-02 | 2024-12-03 | 0 | Esteban Cisneros
BLDR-033071-2024 | 1780 S El Camino Real Unit: 104 Encinitas, CA 92024 | Building (Residential) | Finaled | 2024-10-07 | 16000 | Hot and cold water repipe of entire building 16 units. 2x2 holes open only on one side of the units to avoid fire wall | Alteration & Repair | 2024-10-04 | 2024-12-03 | 64000 |  | New Encinitas | 2025-06-02 | 2024-12-03 | 0 | Esteban Cisneros
BLDR-033073-2024 | 1780 S El Camino Real Unit: 106 Encinitas, CA 92024 | Building (Residential) | Finaled | 2024-10-07 | 16000 | Hot and cold water repipe of entire building 16 units. 2x2 holes open only on one side of the units to avoid fire wall | Alteration & Repair | 2024-10-04 | 2024-12-03 | 64000 |  | New Encinitas | 2025-06-02 | 2024-12-03 | 0 | Esteban Cisneros
BLDR-033069-2024 | 1780 S El Camino Real Unit: 102 Encinitas, CA 92024 | Building (Residential) | Finaled | 2024-10-07 | 16000 | Hot and cold water repipe of entire building 16 units. 2x2 holes open only on one side of the units to avoid fire wall | Alteration & Repair | 2024-10-04 | 2024-12-03 | 64000 |  | New Encinitas | 2025-06-02 | 2024-12-03 | 0 | Esteban Cisneros
BLDR-033078-2024 | 1780 S El Camino Real Unit: 203 Encinitas, CA 92024 | Building (Residential) | Finaled | 2024-10-07 | 16000 | Hot and cold water repipe of entire building 16 units. 2x2 holes open only on one side of the units to avoid fire wall | Alteration & Repair | 2024-10-04 | 2024-12-03 | 64000 |  | New Encinitas | 2025-06-02 | 2024-12-03 | 0 | Esteban Cisneros
BLDR-033084-2024 | 1780 S El Camino Real Unit: 207 Encinitas, CA 92024 | Building (Residential) | Finaled | 2024-10-07 | 16000 | Hot and cold water repipe of entire building 16 units. 2x2 holes open only on one side of the units to avoid fire wall | Alteration & Repair | 2024-10-04 | 2024-12-03 | 64000 |  | New Encinitas | 2025-06-02 | 2024-12-03 | 0 | Esteban Cisneros
BLDR-033074-2024 | 1780 S El Camino Real Unit: 107 Encinitas, CA 92024 | Building (Residential) | Finaled | 2024-10-07 | 16000 | Hot and cold water repipe of entire building 16 units. 2x2 holes open only on one side of the units to avoid fire wall | Alteration & Repair | 2024-10-04 | 2024-12-03 | 64000 |  | New Encinitas | 2025-06-02 | 2024-12-03 | 0 | Esteban Cisneros
BLDR-033083-2024 | 1780 S El Camino Real Unit: 206 Encinitas, CA 92024 | Building (Residential) | Finaled | 2024-10-07 | 16000 | Hot and cold water repipe of entire building 16 units. 2x2 holes open only on one side of the units to avoid fire wall | Alteration & Repair | 2024-10-04 | 2024-12-03 | 64000 |  | New Encinitas | 2025-06-02 | 2024-12-03 | 0 | Esteban Cisneros
BLDR-033081-2024 | 1780 S El Camino Real Unit: 205 Encinitas, CA 92024 | Building (Residential) | Finaled | 2024-10-07 | 16000 | Hot and cold water repipe of entire building 16 units. 2x2 holes open only on one side of the units to avoid fire wall | Alteration & Repair | 2024-10-04 | 2024-12-03 | 64000 |  | New Encinitas | 2025-06-02 | 2024-12-03 | 0 | Esteban Cisneros
BLDR-032899-2024 | 1770 S El Camino Real Unit: 108 Encinitas, CA 92024 | Building (Residential) | Finaled | 2024-10-07 | 16000 | hot and cold water repipe of entire building all 16 units (Master permit BLDR-032813-2024) New material used is PEX Type A. 2ft x 2ft holes opened ONLY on one side of the unit to avoid cutting fire resistive walls as much as we can. When fire wall is open the practice is to apply the 1st layer of drywall, apply RedGuard E84 rated coating (up to city code) pass city inspection and after that 2nd layer of drywall is installed. | New Construction | 2024-09-26 | 2024-10-08 | 64000 |  | New Encinitas | 2025-04-07 | 2024-10-09 | 0 | Esteban Cisneros
BLDR-032905-2024 | 1770 S El Camino Real Unit: 203 | Building (Residential) | Finaled | 2024-10-07 | 16000 | hot and cold water repipe of entire building all 16 units (Master permit BLDR-032813-2024) New material used is PEX Type A. 2ft x 2ft holes opened ONLY on one side of the unit to avoid cutting fire resistive walls as much as we can. When fire wall is open the practice is to apply the 1st layer of drywall, apply RedGuard E84 rated coating (up to city code) pass city inspection and after that 2nd layer of drywall is installed. | New Construction | 2024-09-26 | 2024-10-08 | 64000 |  | New Encinitas | 2025-04-07 | 2024-10-09 | 0 | Esteban Cisneros
BLDR-032902-2024 | 1770 S El Camino Real Unit: 202 | Building (Residential) | Finaled | 2024-10-07 | 16000 | hot and cold water repipe of entire building all 16 units (Master permit BLDR-032813-2024) New material used is PEX Type A. 2ft x 2ft holes opened ONLY on one side of the unit to avoid cutting fire resistive walls as much as we can. When fire wall is open the practice is to apply the 1st layer of drywall, apply RedGuard E84 rated coating (up to city code) pass city inspection and after that 2nd layer of drywall is installed. | New Construction | 2024-09-26 | 2024-10-08 | 64000 |  | New Encinitas | 2025-04-07 | 2024-10-09 | 0 | Esteban Cisneros
BLDR-032915-2024 | 1770 S El Camino Real Unit: 208 Encinitas, CA 92024 | Building (Residential) | Finaled | 2024-10-07 | 16000 | hot and cold water repipe of entire building all 16 units (Master permit BLDR-032813-2024) New material used is PEX Type A. 2ft x 2ft holes opened ONLY on one side of the unit to avoid cutting fire resistive walls as much as we can. When fire wall is open the practice is to apply the 1st layer of drywall, apply RedGuard E84 rated coating (up to city code) pass city inspection and after that 2nd layer of drywall is installed. | New Construction | 2024-09-26 | 2024-10-08 | 64000 |  | New Encinitas | 2025-04-07 | 2024-10-09 | 0 | Esteban Cisneros
BLDR-032913-2024 | 1770 S El Camino Real Unit: 207 Encinitas, CA 92024 | Building (Residential) | Finaled | 2024-10-07 | 16000 | hot and cold water repipe of entire building all 16 units (Master permit BLDR-032813-2024) New material used is PEX Type A. 2ft x 2ft holes opened ONLY on one side of the unit to avoid cutting fire resistive walls as much as we can. When fire wall is open the practice is to apply the 1st layer of drywall, apply RedGuard E84 rated coating (up to city code) pass city inspection and after that 2nd layer of drywall is installed. | New Construction | 2024-09-26 | 2024-10-08 | 64000 |  | New Encinitas | 2025-04-07 | 2024-10-09 | 0 | Esteban Cisneros
BLDR-032912-2024 | 1770 S El Camino Real Unit: 206 Encinitas, CA 92024 | Building (Residential) | Finaled | 2024-10-07 | 16000 | hot and cold water repipe of entire building all 16 units (Master permit BLDR-032813-2024) New material used is PEX Type A. 2ft x 2ft holes opened ONLY on one side of the unit to avoid cutting fire resistive walls as much as we can. When fire wall is open the practice is to apply the 1st layer of drywall, apply RedGuard E84 rated coating (up to city code) pass city inspection and after that 2nd layer of drywall is installed. | New Construction | 2024-09-26 | 2024-10-08 | 64000 |  | New Encinitas | 2025-04-07 | 2024-10-09 | 0 | Esteban Cisneros
BLDR-032908-2024 | 1770 S El Camino Real Unit: 204 Encinitas, CA 92024 | Building (Residential) | Finaled | 2024-10-07 | 16000 | hot and cold water repipe of entire building all 16 units (Master permit BLDR-032813-2024) New material used is PEX Type A. 2ft x 2ft holes opened ONLY on one side of the unit to avoid cutting fire resistive walls as much as we can. When fire wall is open the practice is to apply the 1st layer of drywall, apply RedGuard E84 rated coating (up to city code) pass city inspection and after that 2nd layer of drywall is installed. | New Construction | 2024-09-26 | 2024-10-08 | 64000 |  | New Encinitas | 2025-04-07 | 2024-10-09 | 0 | Esteban Cisneros
MEPR-033025-2024 | 201 Sweet Alice Ln Encinitas, CA 92024 | MEP (Residential) | Issued | 2024-10-07 | 0 | Replace package unit, Like kind replacement, connect to existing ductwork and electrical, 220 tons | Alteration & Repair | 2024-10-02 |  | 5000 |  | Old Encinitas | 2025-10-07 |  | 0 | Esteban Cisneros
BLDR-029897-2024 | 1321 Cornish Dr Cardiff-by-the-Sea, CA 92007 | Building (Residential) | Issued | 2024-10-07 | 1030 | Reconstruction of site retaining walls. | Retaining Wall | 2024-02-07 |  | 40000 |  | Cardiff-By-The-Sea | 2025-06-23 | 2024-12-23 | 0 | Esteban Cisneros
BLDR-028058-2023 | 1722 Ruthlor Rd Cardiff-by-the-Sea, CA 92007 | Building (Residential) | Issued | 2024-10-07 | 2073 | SCOPE OF WORK: PROPOSED INTERIOR REMODEL OF EXISTING HOUSE OF 2073 S.F. CODE ENFORCEMENT:002643-2020 | Alteration & Repair | 2023-09-22 |  | 30000 |  | Inside City | 2025-06-18 | 2024-12-20 | 0 | Esteban Cisneros
BLDR-031227-2024 | 1205 San Dieguito Dr Encinitas, CA 92024 | Building (Residential) | Issued | 2024-10-07 | 782 | ADU - Detached 782 sq ft | Accessory Dwelling Unit | 2024-05-23 |  | 234600 | Bicher ADU | Old Encinitas | 2025-06-18 | 2024-12-20 | 0 | Esteban Cisneros
SIGN-032855-2024 | 101 Intersection: Coast Highway 101 & Encinitas Blvd Encinitas, CA 92024 | Sign | Issued | 2024-10-08 | 15 | Event Banner for Exposure Skate competition: A Women's benefit for survivors event November 2nd & 3rd, 2024 | Temporary | 2024-09-23 |  | 500 |  | Old Encinitas | 2025-04-06 |  | 0 | Maile Luther
BLDR-032430-2024 | 247 Cole Ranch Rd Encinitas, CA 92024 | Building (Residential) | Finaled | 2024-10-08 | 5100 | Remove and dispose of existing roof tiles and flashings. Supply and install GAF Timberline roof system | ReRoof | 2024-08-27 | 2024-10-14 | 36800 |  | Olivenhain | 2025-04-14 | 2024-10-14 | 0 | Esteban Cisneros
BLDR-032158-2024 | 678 Poinsettia Park S Encinitas, CA 92024 | Building (Residential) | Issued | 2024-10-08 | 400 | new pool and spa 240 s.f. | Pool | 2024-08-06 |  | 68000 |  | Leucadia | 2025-06-18 | 2024-12-20 | 0 | Esteban Cisneros
BLDR-024160-2023 | 393 Neptune Ave Encinitas, CA 92024 | Building (Residential) | Issued | 2024-10-09 | 892 | Multiple Permits: ADU & New Construction Primary DU w/ Attached Garage (BLDR-024157-2023) | Accessory Dwelling Unit | 2023-02-06 |  | 82064 |  | Old Encinitas | 2025-04-14 | 2024-10-14 | 0 | Esteban Cisneros
BLDR-024157-2023 | 391 Neptune Ave Encinitas, CA 92024 | Building (Residential) | Issued | 2024-10-09 | 0 | Multiple Permits: New Construction Primary DU w/ Attached Garage, and ADU (BLDR-024160-2023) Demolish Existing Single Family Dwelling and Construct New Single Family Dwelling | New Construction | 2023-02-06 |  | 262494.8 |  | Old Encinitas | 2025-07-02 | 2025-01-03 | 0 | Esteban Cisneros
BLDR-032420-2024 | 250 Pacific View Ln Encinitas, CA 92024 | Building (Residential) | Issued | 2024-10-10 | 300 | Remodel: 3 bathroom improvements: Like for like shower to shower, tub to tub. replace sink, toilet, and fixtures. Electrical- bring outlets up to code if needed, replace 9 can lights and a exhaust fan. Kitchen Improvements: (Like for Like) replace sink, garbage disposal, dishwasher, fridge. Gas line to stove will be cancelled. Electrical- bring outlets up to code if needed, run a 240 outlet for the stove. | Alteration & Repair | 2024-08-26 |  | 18150 |  | Old Encinitas | 2025-05-05 | 2024-11-04 | 0 | Esteban Cisneros
MEPR-033024-2024 | 1361 Windsor Rd Unit: A Cardiff-by-the-Sea, CA 92007 | MEP (Residential) | Issued | 2024-10-10 | 0 | 200 dual socket panel upgrade | Service Change | 2024-10-02 |  | 0 |  | Cardiff-By-The-Sea | 2025-04-28 | 2024-10-29 | 0 | Esteban Cisneros
BLDR-030035-2024 | 775 Ocean Crest Rd Cardiff-by-the-Sea, CA 92007 | Building (Residential) | Issued | 2024-10-10 | 121 | Multiple Permits: Addition & JADU (BLDR-030052-2024). A FIRST FLOOR ADDITION OF 121 S.F. AND THE CONVERSION OF AN EXISTING GARAGE OF 452 S.F. TO A JADU. GARAGE PREVIOUSLY CONVERTED TO HABITABLE SPACE WITHOUT A PERMIT BY PREVIOUS OWNER. | Addition | 2024-02-20 |  | 18150 | Ocean Crest Road Accessory Dwelling Unit | Cardiff-By-The-Sea | 2025-10-10 |  | 0 | Esteban Cisneros
MEPR-033020-2024 | 1454 Tennis Match Way Encinitas, CA 92024 | MEP (Residential) | Finaled | 2024-10-10 | 0 | CHANGE OUT FURNACE IN CLOSET, 40,000 BTU | Alteration & Repair | 2024-10-02 | 2024-12-10 | 8663 |  | New Encinitas | 2025-06-09 | 2024-12-10 | 0 | Esteban Cisneros
BLDR-030052-2024 | 777 Ocean Crest Rd Cardiff-by-the-Sea, CA 92007 | Building (Residential) | Issued | 2024-10-10 | 121 | Multiple Permits: Addition (BLDR-030035-2024) & JADU. A FIRST FLOOR ADDITION OF 121 S.F. AND THE CONVERSION OF AN EXISTING GARAGE OF 452 S.F. TO A JADU. GARAGE PREVIOUSLY CONVERTED TO HABITABLE SPACE WITHOUT A PERMIT BY PREVIOUS OWNER. | Accessory Dwelling Unit | 2024-02-20 |  | 35000 |  | Cardiff-By-The-Sea | 2025-10-10 |  | 0 | Esteban Cisneros
MEPR-033163-2024 | 270 Neptune Ave Encinitas, CA 92024 | MEP (Residential) | Issued | 2024-10-10 | 0 | SDGE Identified Leaking Gas Meter - HVAC Tech repair in-progress est. completion 10.11.24 | Alteration & Repair | 2024-10-10 |  | 4000 |  | Old Encinitas | 2025-05-27 | 2024-11-26 | 0 | Esteban Cisneros
BLDR-032198-2024 | 1621 Abington Ln Encinitas, CA 92024 | Building (Residential) | Finaled | 2024-10-10 | 1065 | One story condiminium remodel to include: new flooring, paint, pre-hung doors, door casings, canned lighting, and baseboards throughout. Additional plumbing in kitchen to add water line to the new refrigerator location. New sink and faucet in kitchen. New kitchen cabinets with additional cabinets added to dining area. A sub-panel upgrade will be adding new dedicated circuits for the tankless water heater and future HVAC. The electrical sub-panel will be relocated to adjacent (shared wall) bedroom closet. Two bathrooms to include new tile floors, new toilets, new vanities and lighting. One bathroom will have a new shower/tub combo surround, and the other bathroom will have a new tile shower and new glass shower doors. | Alteration & Repair | 2024-08-09 | 2024-11-15 | 122000 |  | New Encinitas | 2025-05-14 | 2024-11-15 | 0 | Esteban Cisneros
MEPR-033046-2024 | 647 Quail Gardens Ln Encinitas, CA 92024 | MEP (Residential) | Issued | 2024-10-10 | 0 | Uponor PEX-A full home repipe (13 Fixture branches & 2 hose bibs) and Install water filter system | Alteration & Repair | 2024-10-03 |  | 3500 |  | Leucadia | 2025-04-14 | 2024-10-15 | 0 | Esteban Cisneros
MEPR-032617-2024 | 1093 N Vulcan Ave Encinitas, CA 92024 | MEP (Residential) | Finaled | 2024-10-10 | 0 | 400A, 4 meter service panel replacement and code upgrade per City and SDG&E requirements. NOTE: We'll install a 400A, 5 meter service panel due to supply shortage. 5th meter to be covered per code. | Alteration & Repair | 2024-09-09 | 2024-12-23 | 14000 |  | Leucadia | 2025-06-23 | 2024-12-23 | 0 | Esteban Cisneros
BLDR-030355-2024 | 919 Elmview Dr Encinitas, CA 92024 | Building (Residential) | Issued | 2024-10-10 | 669 | ADDITIONS TO, AND REMODELING OF, AN EXISTING ONE STORY DETACHED SINGLE FAMILY RESIDENCE. HOME OFFICE ADDITION ADJACENT TO PRIMARY BEDROOM SUITE. LIVING ROOM ADDITION, ENTRY, BEDROOM 2 AND PARTIAL GARAGE CONVERSION ADDITION AT EXISTING ENTRY PORCH WITH ENTRY PORCH ADDITION. REMODEL GARAGE ENTRANCE INTO RESIDENCE LAUNDRY ROOM. ADD HOT TUB OUTSIDE KITCHEN AND REWORK EXISTING REAR YARD TRELLIS. ENCLOSE THE FRONT YARD WITH MODERN FENCING. ADD PULL DOWN ATTIC LADDER FOR STORAGE ACCESS. MODERNIZE THE RESIDENCE FACADE AND ADD AIR CONDITIONING. | Addition | 2024-03-13 |  | 92096 |  | New Encinitas | 2025-06-25 | 2024-12-27 | 0 | Esteban Cisneros
MEPR-032967-2024 | 942 Summer Holly Ln Encinitas, CA 92024 | MEP (Residential) | Finaled | 2024-10-14 | 0 | (2) furnaces and (2) heat pump replacements | Alteration & Repair | 2024-09-27 | 2024-11-05 | 18500 |  | Olivenhain | 2025-05-05 | 2024-11-05 | 0 | Esteban Cisneros
MEPR-032952-2024 | 1401 Meadow Rd El Cajon, CA 92021 | MEP (Residential) | Void | 2024-10-14 | 0 | WHOLE HOUSE PEX A REPIPE OF 10 FIXTURES | Alteration & Repair | 2024-09-27 |  | 5000 |  | Inside City | 2025-04-14 | 2024-10-16 | 0 | Esteban Cisneros
MEPR-033150-2024 | 239 Coneflower St Encinitas, CA 92024 | MEP (Residential) | Issued | 2024-10-14 | 0 | replace WATER HEATER | Water Heater | 2024-10-09 |  | 0 |  | Old Encinitas | 2025-05-07 | 2024-11-08 | 0 | Esteban Cisneros
MEPR-033095-2024 | 928 Cornish Dr Encinitas, CA 92024 | MEP (Residential) | Issued | 2024-10-14 | 0 | THIS INSTALLATION INCLUDES THE UNINSTALL & REINSTALL OF (12) EXISTING SUNPOWER SPR-E19-320 (320W) SOLAR MODULES DUE TO RE-ROOF | Energy Efficiency | 2024-10-07 |  | 4836 |  | Old Encinitas | 2025-05-27 | 2024-11-27 | 0 | Esteban Cisneros
MEPR-033098-2024 | 1609 Honeysuckle Ct Encinitas, CA 92024 | MEP (Residential) | Issued | 2024-10-14 | 0 | SOLAR ONLY: 11.89 pv roof mount install. 29 modules. 3 inverters. 3 batteries [separate permit required] | Energy Efficiency | 2024-10-07 |  | 0 |  | New Encinitas | 2025-06-02 | 2024-12-03 | 0 | Esteban Cisneros
MEPR-033115-2024 | 993 Calle Santa Cruz Encinitas, CA 92024 | MEP (Residential) | Finaled | 2024-10-14 | 0 | 2.730 kW DC PV (7) CSI SOLAR CO. CS6R-390MS-HL (BLK) SOLAR MODULES (7) ENPHASE IQ8PLUS-72-2-US(240V) MICRO INVERTER (1) 125 ENPHASE IQ COMBINER 5C (1) 125A LOAD CENTER (1) NET GENERATION OUTPUT METER | Energy Efficiency | 2024-10-08 | 2024-11-18 | 13874 |  | Olivenhain | 2025-05-19 | 2024-11-18 | 0 | Esteban Cisneros
MEPR-033092-2024 | 1439 Linda Sue Ln Encinitas, CA 92024 | MEP (Residential) | Finaled | 2024-10-14 | 0 | (2.34) KW DC RATED PV ARRAY (6) CANADIAN SOLAR CS6R-390MS-HL (BLK) SOLAR MODULES (6) ENPHASE IQ8PLUS-72-2-US MICRO INVERTERS (1) 125A ENPHASE IQ COMBINER 5C | Energy Efficiency | 2024-10-05 | 2024-12-17 | 11950 |  | New Encinitas | 2025-06-16 | 2024-12-17 | 0 | Esteban Cisneros
MEPR-033124-2024 | 1952 Crest Dr Encinitas, CA 92024 | MEP (Residential) | Issued | 2024-10-14 | 0 | Solar ONLY: 18.9kW PV Roof Mount Solar - 45 panels, main panel upgrade, battery storage. | Energy Efficiency | 2024-10-08 |  | 93923.76 |  | Cardiff-By-The-Sea | 2025-10-14 |  | 0 | Esteban Cisneros
MEPR-033161-2024 | 239 Avenida De Monaco Cardiff-by-the-Sea, CA 92007 | MEP (Residential) | Issued | 2024-10-14 | 0 | Replace water heater, like for like, inside garage | Water Heater | 2024-10-10 |  | 0 |  | Cardiff-By-The-Sea | 2025-10-14 |  | 0 | Esteban Cisneros
MEPR-033117-2024 | 267 Rosebay Dr Encinitas, CA 92024 | MEP (Residential) | Issued | 2024-10-14 | 0 | REPLACE TANKLESS WATER HEATER | Water Heater | 2024-10-08 |  | 0 |  | Old Encinitas | 2025-10-14 |  | 0 | Esteban Cisneros
MEPR-033112-2024 | 676 Westlake St Encinitas, CA 92024 | MEP (Residential) | Issued | 2024-10-14 | 0 | SOLAR ONLY: Roof Top PV 9.45kW, (24) Solar Modules, (11) Solar Shutdown Devices. Energy Storage 10kW, (2) Powerwalls [SEPARATE PERMIT] | Energy Efficiency | 2024-10-07 |  | 54379 |  | Old Encinitas | 2025-07-01 | 2025-01-02 | 0 | Esteban Cisneros
MEPR-032979-2024 | 2445 Caminito Ocean Cove Cardiff-by-the-Sea, CA 92007 | MEP (Residential) | Finaled | 2024-10-14 | 0 | REPLACE FURNACE | Alteration & Repair | 2024-09-30 | 2024-12-23 | 10000 |  | Cardiff-By-The-Sea | 2025-06-23 | 2024-12-23 | 0 | Esteban Cisneros
MEPR-033053-2024 | 1466 Shields Ave Encinitas, CA 92024 | MEP (Residential) | Issued | 2024-10-14 | 0 | LIKE FOR LIKE TANK WATER HEATER CHANGEOUT | Water Heater | 2024-10-03 |  | 3870 |  | New Encinitas | 2025-06-25 | 2024-12-27 | 0 | Esteban Cisneros
MEPR-033164-2024 | 433 Village Run E Encinitas, CA 92024 | MEP (Residential) | Finaled | 2024-10-15 | 0 | Replace main electrical panel | Service Change | 2024-10-10 | 2024-10-31 | 0 |  | Inside City | 2025-04-28 | 2024-10-29 | 0 | Esteban Cisneros
MEPR-033099-2024 | 155 Quail Gardens Dr Encinitas, CA 92024 | MEP (Residential) | Issued | 2024-10-15 | 0 | 200A temp power pole for construction at Wermers Multifamily Corp Sunshine Gardens | New Installation | 2024-10-07 |  | 750 |  | Old Encinitas | 2025-04-21 | 2024-10-22 | 0 | Esteban Cisneros
MEPR-033159-2024 | 1558 Old Creek Ct Cardiff-by-the-Sea, CA 92007 | MEP (Residential) | Issued | 2024-10-15 | 0 | Roof mounted 3.915KW PV System | Energy Efficiency | 2024-10-10 |  | 0 |  | Cardiff-By-The-Sea | 2025-04-21 | 2024-10-22 | 0 | Esteban Cisneros
BLDR-023452-2022 | 200 Via Morella Encinitas, CA 92024 | Building (Residential) | Issued | 2024-10-15 | 400 | CONVERSION OF EXISTING 348 S.F. 'STAND-ALONE' LAUNDRY ROOM, INCLUDING A 52 SQUARE FOOT ADDITION INTO AN ACCESSORY DWELLING UNIT ROOM BUILDING TO ACCESSORY DWELLING UNIT. THE PROJECT ENCLOSES AN EXISTING 52 S.F. COVERED PORCH AND CONVERTS IT TO HABITABLE SPACE. TOTAL ADU IS 400 S.F. | Accessory Dwelling Unit | 2022-12-19 |  | 100000 | The Resort ADU | New Encinitas | 2025-06-02 | 2024-12-04 | 0 | Nicole Spradlin
MEPR-033107-2024 | 1443 Caminito Septimo Cardiff-by-the-Sea, CA 92007 | MEP (Residential) | Finaled | 2024-10-15 | 0 | LIKE FOR LIKE REPLACEMENT OF 100AMP GARAGE METERED PANEL | Alteration & Repair | 2024-10-07 | 2024-12-03 | 0 |  | Cardiff-By-The-Sea | 2025-06-02 | 2024-12-03 | 0 | Esteban Cisneros
MEPR-033110-2024 | 1336 Caminito Septimo Cardiff-by-the-Sea, CA 92007 | MEP (Residential) | Finaled | 2024-10-15 | 0 | LIKE FOR LIKE REPLACEMENT OF 100AMP GARAGE METERED PANEL | Alteration & Repair | 2024-10-07 | 2024-12-03 | 0 |  | Cardiff-By-The-Sea | 2025-06-02 | 2024-12-03 | 0 | Esteban Cisneros
MEPR-033102-2024 | 1337 Caminito Septimo Cardiff-by-the-Sea, CA 92007 | MEP (Residential) | Finaled | 2024-10-15 | 0 | LIKE FOR LIKE REPLACEMENT OF 100AMP METERED GARAGE PANEL | Alteration & Repair | 2024-10-07 | 2024-12-03 | 0 |  | Cardiff-By-The-Sea | 2025-06-02 | 2024-12-03 | 0 | Esteban Cisneros
MEPR-033108-2024 | 1214 Caminito Septimo Cardiff-by-the-Sea, CA 92007 | MEP (Residential) | Finaled | 2024-10-15 | 0 | LIKE FOR LIKE 100AMP GARAGE METERED PANEL REPLACEMENT | Alteration & Repair | 2024-10-07 | 2024-12-03 | 0 |  | Cardiff-By-The-Sea | 2025-06-02 | 2024-12-03 | 0 | Esteban Cisneros
MEPR-033088-2024 | 1151 Hymettus Ave Encinitas, CA 92024 | MEP (Residential) | Finaled | 2024-10-15 | 0 | pv solar roof mount | Energy Efficiency | 2024-10-04 | 2024-10-17 | 0 |  | Leucadia | 2025-04-15 | 2024-10-17 | 0 | Esteban Cisneros
MEPR-033188-2024 | 324 La Veta Ave Encinitas, CA 92024 | MEP (Residential) | Issued | 2024-10-15 | 0 | Emergency Panel Replacement. SDG&E service disconnect and reconnect is scheduled for 10/16. | Alteration & Repair | 2024-10-14 |  | 0 |  | Old Encinitas | 2025-04-14 | 2024-10-16 | 0 | Esteban Cisneros
MEPR-033116-2024 | 749 Teaberry St Encinitas, CA 92024 | MEP (Residential) | Issued | 2024-10-15 | 0 | SOLAR ONLY: ROOF MOUNT PV SOLAR 4.400 KW, 11 MODULES, 11 MICRO INVERTER *(N) 1 Battery Energy Bank [separate permit required] | Energy Efficiency | 2024-10-08 |  | 18200 |  | Old Encinitas | 2025-10-15 |  | 0 | Esteban Cisneros
MEPR-033058-2024 | 3312 Dove Hollow Rd Encinitas, CA 92024 | MEP (Residential) | Issued | 2024-10-15 | 0 | need inspection so that SDGE can come and install temporary power asap | Temporary Power Pole | 2024-10-03 |  | 0 |  | Inside City | 2025-04-16 | 2024-10-18 | 0 | Esteban Cisneros
BLDC-025986-2023 | 1550 Leucadia Blvd Encinitas, CA 92024 | Building (Non-Residential) | Issued | 2024-10-15 | 4805 | SALES FLOOR: MOVE LOCATION OF ELECTRONICS DESK AND ADD DIGITAL DISPLAY BOARDS â€¢ SALES FLOOR: CLEAN, PREPARE AND PAINT WALLS â€¢ REPAIR AND REPLACE FLOOR FINISHES â€¢ INTERIOR WALLS: REMODEL/ REFURBISH AS NOTED CLEAN, PREP AND PAINT â€¢ FLOOR TILE: REPAIR/REPLACE AS NOTED â€¢ EXTERIOR SURFACES: CLEAN, PREP AND PAINT â€¢ DEMOLISH AND REPLACE EXTERIOR SIDEWALK â€¢ SIGNAGE: INSTALL/REPLACE EXTERIOR SIGNS, REVIEW CURRENT PICKUP SIGN LOCATION AND EVALUATE NEED FOR RELOCATION â€¢ REPLACE AND INSTALL EXTERIOR SIGNAGE â€¢ ROOF: REPAIR/ REPLACE/ INSTALL EQUIPMENT AS NOTED â€¢ ADD MOTHER'S ROOM IN FRONT OF STORE â€¢ ADD FAMILY RESTROOM IN FRONT OF STORE â€¢ RESTROOMS: REMODEL/ REFURBISH, REPLACE LAVATORIES, PLUMBING FIXTURES, FINISHES AND ACCESSORIES AS NOTED â€¢ CUSTOMER CHECKOUT AREA: REVISE LOCATION OF CASH REGISTERS AND OTHER EQUIPMENT â€¢ CUSTOMER SERVICE: ADD DIGITAL DISPLAYS, INSTALL AS NOTED. â€¢ MODULAR PHARMACY: REMODEL/REFURBISH AS NOTED, â€¢ INSTALL HEALTH SERVICES ROOM AS NOTED AND ADD DIGITAL DISPLAY BOARDS. â€¢ PHOTO LAB: INSTALL AS NOTED/ RELOCATE EQUIPMENT â€¢ ENTRY VESTIBULE: CLEAN AND PAINT â€¢ RESURFACE/ REPLACE WITH SS AS NOTED MILLWORK TOPS â€¢ BREAKROOM: REMODEL/REFURBISH AS NOTED â€¢ GROCERY: INSTALL NEW FINISHES AND ADD REFRIGERATED CASES AS INDICATED â€¢ ONLINE PICKUP: IMPLEMENT PICKUP 2.0 AND REMODEL EXISTING PICKUP AREA IF EXISTING â€¢ DOORS: REPAIR/REPLACE/INSTALL ADD NEW AS NOTED â€¢ BOH: REMODEL AS NOTED. â€¢ OFFICES: REMODEL AS NOTED | Tenant Improvement | 2023-05-11 |  | 500000 | Walmart Online Pickup Area | New Encinitas | 2025-10-15 |  | 0 | Esteban Cisneros
BLDR-022395-2022 | 2220 Encinitas Blvd Encinitas, CA 92024 | Building (Residential) | Pending Payment | 2024-10-15 | 1728 | 250 multifamily residential units in 5 story building with parking structure under separate permit | New Construction | 2022-09-30 |  | 51072840 | Encinitas Boulevard Apartments | Olivenhain | 2025-06-16 | 2024-12-18 | 2116000 | Esteban Cisneros
MEPR-032978-2024 | 1204 Hygeia Ave Unit: 9 Encinitas, CA 92024 | MEP (Residential) | Issued | 2024-10-16 | 0 | LIKE FOR LIKE TANK WATER HEATER CHANGEOUT | Water Heater | 2024-09-30 |  | 4268 |  | Leucadia | 2025-04-30 | 2024-11-01 | 0 | Esteban Cisneros
BLDR-032126-2024 | 267 Caliban Ct Encinitas, CA 92024 | Building (Residential) | Issued | 2024-10-16 | 359 | CONVERT 359 SF OF GARAGE TO ATTACHED ADU | Accessory Dwelling Unit | 2024-08-04 |  | 48000 | Arnold- Accessory Dwelling Unit | New Encinitas | 2025-10-16 | 2024-11-05 | 0 | Esteban Cisneros
MEPR-033187-2024 | 1524 Shields Ave Encinitas, CA 92024 | MEP (Residential) | Issued | 2024-10-16 | 0 | Replace Water Heater, Like for Like, Inside Garage | Water Heater | 2024-10-14 |  | 0 |  | New Encinitas | 2025-04-29 | 2024-10-31 | 0 | Esteban Cisneros
BLDR-030770-2024 | 2326 Edinburg Ave Cardiff-by-the-Sea, CA 92007 | Building (Residential) | Issued | 2024-10-16 | 384 | A FIRST FLOOR ADDITION OF 384 S.F. AND THE CONVERSION OF 341 S.F. OF EXISTING FIRST FLOOR TO CREATE AN ATTACHED SINGLE STORY ADU WITH PARTIAL (176 S.F.) ROOF DECK | Accessory Dwelling Unit | 2024-04-17 |  | 166000 | 2326 Edinburg Attached ADU | Cardiff-By-The-Sea | 2025-06-09 | 2024-12-10 | 0 | Esteban Cisneros
BLDR-032507-2024 | 341 Cole Ranch Rd Encinitas, CA 92024 | Building (Residential) | Issued | 2024-10-16 | 760 | pool and spa | Pool | 2024-09-02 |  | 75000 |  | Olivenhain | 2025-06-09 | 2024-12-11 | 0 | Esteban Cisneros
BLDR-017768-2021 | 957 Grange Hall Rd Cardiff-by-the-Sea, CA 92007 | Building (Residential) | Pending Payment | 2024-10-16 | 1440 | INSTALLATION OF 24'X40' MANUFACTURED HOME AND PREFAB 20'40' GARAGE ON UNDEVELOPED LOT. | New Construction | 2021-11-16 |  | 48000 |  | Cardiff-By-The-Sea | 2025-06-17 | 2024-12-19 | 11928 | Esteban Cisneros
MEPR-033182-2024 | 136 Grandview St Encinitas, CA 92024 | MEP (Residential) | Issued | 2024-10-16 | 0 | Roof mounted Solar System, 7 Panels | Energy Efficiency | 2024-10-12 |  | 10000 |  | Leucadia | 2025-10-16 |  | 0 | Esteban Cisneros
MEPR-033183-2024 | 132 Grandview St Encinitas, CA 92024 | MEP (Residential) | Issued | 2024-10-16 | 0 | PV roof mounted Solar system, 2.94kW DC | Energy Efficiency | 2024-10-12 |  | 10013 |  | Leucadia | 2025-10-16 |  | 0 | Esteban Cisneros
BLDR-033103-2024 | 2015 Countrywood Ct Encinitas, CA 92024 | Building (Residential) | Issued | 2024-10-16 | 4769 | Tear off the existing roof system and haul away debris. Install GAF Storm Guard Peel and Stick in valleys and around pipes. Install GAF Tigerpaw Synthetic underlayment to the roofing surface. Install New Standard Pipe Flashings as required. Seal All Pipes and Flashings using an Exterior Grade Caulking. | ReRoof | 2024-10-07 |  | 41595 |  | New Encinitas | 2025-10-16 |  | 0 | Esteban Cisneros
MEPR-033061-2024 | 1952 Crest Dr Encinitas, CA 92024 | MEP (Residential) | Issued | 2024-10-16 | 0 | 225A/200A Main service upgrade | Service Change | 2024-10-04 |  | 2500 |  | Cardiff-By-The-Sea | 2025-10-16 |  | 0 | Esteban Cisneros
BLDR-032878-2024 | 2387 Newport Ave Cardiff-by-the-Sea, CA 92007 | Building (Residential) | Issued | 2024-10-16 | 108 | new pool | Pool | 2024-09-25 |  | 48000 |  | Cardiff-By-The-Sea | 2025-06-18 | 2024-12-20 | 0 | Esteban Cisneros
MEPR-033119-2024 | 1041 Monterey Vista Way Encinitas, CA 92024 | MEP (Residential) | Finaled | 2024-10-17 | 0 | Installation of a 10kWh storage to an (Existing) solar system | New Installation | 2024-10-08 | 2024-11-04 | 27200 |  | Old Encinitas | 2025-05-05 | 2024-11-04 | 0 | Esteban Cisneros
MEPR-033153-2024 | 761 Second St Encinitas, CA 92024 | MEP (Residential) | Issued | 2024-10-17 | 0 | transformer installation | New Installation | 2024-10-09 |  | 0 |  | Old Encinitas | 2025-04-21 | 2024-10-21 | 0 | Esteban Cisneros
BLDR-030929-2024 | 582 Hygeia Ave Encinitas, CA 92024 | Building (Residential) | Issued | 2024-10-17 | 150 | Code Enforcement: Added on in ~2008 100 sq. ft. Bedroom 50 sq. ft. Bathroom 176 sq. ft. Deck 40 sq. ft. Utility Room | Addition | 2024-04-29 |  | 45000 |  | Leucadia | 2025-04-21 | 2024-10-21 | 0 | Esteban Cisneros
MEPR-033125-2024 | 3369 Jasmine Crest Encinitas, CA 92024 | MEP (Residential) | Finaled | 2024-10-17 | 0 | Installation of two (2) Tesla Powerwall2 batteries | New Installation | 2024-10-08 | 2024-11-08 | 0 |  | Olivenhain | 2025-05-07 | 2024-11-08 | 0 | Esteban Cisneros
MEPR-033096-2024 | 1630 Blossom Field Way Encinitas, CA 92024 | MEP (Residential) | Finaled | 2024-10-17 | 0 | REPLACE HEAT PUMP 4 TON 17 SEER IN BACK YARD. REPLACE 80K BTU, 80% AFUE FURNACE IN GARAGE | Alteration & Repair | 2024-10-07 | 2024-11-13 | 16500 |  | New Encinitas | 2025-05-12 | 2024-11-13 | 0 | Esteban Cisneros
MEPR-033162-2024 | 153 Witham Rd Encinitas, CA 92024 | MEP (Residential) | Finaled | 2024-10-17 | 0 | Install new 125amp meter panel at existing location over existing conduit & service conductors. | Service Change | 2024-10-10 | 2024-12-04 | 2000 |  | New Encinitas | 2025-06-02 | 2024-12-04 | 0 | Esteban Cisneros
MEPR-033169-2024 | 2502 Rosemary Ct Encinitas, CA 92024 | MEP (Residential) | Issued | 2024-10-17 | 0 | change out 90k btu furnace in attic change out 90k btu furnace in closet | Alteration & Repair | 2024-10-10 |  | 13400 |  | Olivenhain | 2025-05-27 | 2024-11-27 | 0 | Esteban Cisneros
MEPR-033121-2024 | 1438 Caminito Septimo Cardiff-by-the-Sea, CA 92007 | MEP (Residential) | Finaled | 2024-10-17 | 0 | LIKE FOR LIKE REPLACEMENT OF 100AMP GARAGE METERED PANEL | Alteration & Repair | 2024-10-08 | 2024-12-03 | 0 |  | Cardiff-By-The-Sea | 2025-06-02 | 2024-12-03 | 0 | Esteban Cisneros
MEPR-033176-2024 | 1339 Caudor St Encinitas, CA 92024 | MEP (Residential) | Finaled | 2024-10-17 | 0 | REPLACE AC AND FURNACE | Alteration & Repair | 2024-10-11 | 2024-11-18 | 0 |  | Leucadia | 2025-05-19 | 2024-11-18 | 0 | Esteban Cisneros
MEPR-033111-2024 | 1603 Pacific Ranch Dr Encinitas, CA 92024 | MEP (Residential) | Issued | 2024-10-17 | 0 | (N) 27.000kWhENERGYSTORAGESYSTEM (2) TESLAPOWERWALL3INTEGRATEDSOLARBATTERY 1707000-XX-Y(240V) (1) TESLABACKUPSWITCH(1624171-XX-Y) | New Installation | 2024-10-07 |  | 29500 |  | Olivenhain | 2025-10-17 |  | 0 | Esteban Cisneros
MEPR-033120-2024 | 2280 11th St Encinitas, CA 92024 | MEP (Residential) | Issued | 2024-10-17 | 0 | Tesla Powerwall 3 battery backup | New Installation | 2024-10-08 |  | 23891 |  | Olivenhain | 2025-10-17 |  | 0 | Esteban Cisneros
MEPR-033062-2024 | 1302 Rubenstein Ave Cardiff-by-the-Sea, CA 92007 | MEP (Residential) | Issued | 2024-10-17 | 0 | Battery Backup Installation for existing PV System | New Installation | 2024-10-04 |  | 16150 |  | Cardiff-By-The-Sea | 2025-10-17 |  | 0 | Esteban Cisneros
MEPR-032701-2024 | 303 Orpheus Ave Encinitas, CA 92024 | MEP (Residential) | Issued | 2024-10-17 | 0 | battery | New Installation | 2024-09-16 |  | 0 |  | Old Encinitas | 2025-10-17 |  | 0 | Esteban Cisneros
MEPR-033149-2024 | 450 Jolina Way Encinitas, CA 92024 | MEP (Residential) | Issued | 2024-10-17 | 0 | Add a 60A Dedicated circuit from 100A Existing Main Service Panel for an Emporia Wall-mounted, Hardwired EV Charger and an Emporia VUE Energy Load Management System | Alteration & Repair | 2024-10-09 |  | 1300 |  | New Encinitas | 2025-10-17 |  | 0 | Esteban Cisneros
BLDR-031091-2024 | 723 Hymettus Ave Encinitas, CA 92024 | Building (Residential) | Issued | 2024-10-17 | 407 | Building an Attached 407 sq ft ADU | Accessory Dwelling Unit | 2024-05-10 |  | 122100 | Dobrinski Residence ADU | Leucadia | 2025-07-01 | 2025-01-02 | 0 | Esteban Cisneros
BLDR-029413-2024 | 767 Del Riego Ave Encinitas, CA 92024 | Building (Residential) | Issued | 2024-10-17 | 863 | PROPOSED ADU NEW STATE-APPROVED PRE-FAB MANUFACTURED HOME 863 SQ FT 3 BEDROOM 2 BATH. HOME TO BE PLACED ON A STATE-APPROVED PERMANENT FOUNDATION. THE PROPERTY OWNER HAD A PREVIOUS PLAN CHECK FOR A STICK-BUILT ADU BUT DECIDED TO CHANGE THE HOME TO A MANUFACTURED HOME INSTEAD. THE ADDRESS FOR THE ADU WAS ASSIGNED DURING THAT PLAN CHECK ADDRESS ASSIGNED WAS 767 DEL RIEGO AVE. | Accessory Dwelling Unit | 2024-01-06 |  | 102050 | Wagner ADU | Leucadia | 2025-06-30 | 2024-12-30 | 0 | Esteban Cisneros
MEPC-032098-2024 | 387 Requeza St Encinitas, CA 92024 | MEP (Non-Residential) | Finaled | 2024-10-18 | 0 | 111 Modules 1 Battery 2 Inverters 2 Disconnects | Energy Efficiency | 2024-07-31 | 2024-11-05 | 216000 |  | Old Encinitas | 2025-05-05 | 2024-11-05 | 0 | Esteban Cisneros
MEPR-033202-2024 | 1129 Pacifica Pl Encinitas, CA 92024 | MEP (Residential) | Issued | 2024-10-18 | 0 | Replace Water Heater, Like for Like, Inside Garage | Water Heater | 2024-10-15 |  | 0 |  | New Encinitas | 2025-05-05 | 2024-11-06 | 0 | Esteban Cisneros
MEPR-033240-2024 | 1050 Crest Dr Encinitas, CA 92024 | MEP (Residential) | Issued | 2024-10-18 | 0 | Replace Water Heater, Like for Like, Inside Garage | Water Heater | 2024-10-17 |  | 0 |  | Old Encinitas | 2025-04-29 | 2024-10-31 | 0 | Esteban Cisneros
MEPR-033195-2024 | 1262 Orkney Ln Cardiff-by-the-Sea, CA 92007 | MEP (Residential) | Issued | 2024-10-18 | 0 | Replace Water Heater, Like for Like, Inside Garage | Water Heater | 2024-10-14 |  | 0 |  | Cardiff-By-The-Sea | 2025-10-18 |  | 0 | Esteban Cisneros
MEPR-033190-2024 | 2708 Mackinnon Ranch Rd Cardiff-by-the-Sea, CA 92007 | MEP (Residential) | Issued | 2024-10-18 | 0 | UNIT #R REPLACE WATER HEATER TANK | Water Heater | 2024-10-14 |  | 0 |  | Cardiff-By-The-Sea | 2025-10-18 |  | 0 | Esteban Cisneros
BLDR-030903-2024 | 790 Clark Ave Encinitas, CA 92024 | Building (Residential) | Issued | 2024-10-18 | 600 | ONE STORY DETACHED ONE BEDROOM ACCESSORY DWELLING UNIT (ADU). THE ADU WILL BE A RECTANGULAR SHAPE LOCATED IN THE MIDDLE OF THE REAR YARD. IT WILL HAVE A GREAT ROOM, KITCHEN, LAUNDRY CLOSET, POWDER, BEDROOM, AND BATH. THE INTERIOR LIVING SPACE WILL HAVE A HEAT PUMP WATER HEATER AND SPLIT SYSTEM DUCTLESS CONDITIONING SYSTEM. THE ADU EXTERIOR WILL HAVE AN AESTHETIC THAT COMPLIMENTS THE EXISTING RESIDENCE. | Accessory Dwelling Unit | 2024-04-25 |  | 72000 | Nixon Accessory Dwelling Unit | Leucadia | 2025-10-18 |  | 0 | Esteban Cisneros
BLDR-029343-2024 | 550 Warwick Ave Cardiff-by-the-Sea, CA 92007 | Building (Residential) | Issued | 2024-10-18 | 555 | NEW 555 SF DETTACHED ADU WITH 358 SF PATIO DRAWINGS FROM THE CITY OF ENCINITAS | Accessory Dwelling Unit | 2024-01-02 |  | 166500 | Warwick Avenue Accessory Dwelling Unit | Cardiff-By-The-Sea | 2025-06-24 | 2024-12-26 | 0 | Esteban Cisneros
BLDR-031725-2024 | 3412 Dove Hollow Rd Encinitas, CA 92024 | Building (Residential) | Issued | 2024-10-18 | 868 | Convert existing 616 s.f. detached garage with addition of 252 s.f. to 1 bedroom, 1 bath ADU with 431 s.f. covered porch. | Accessory Dwelling Unit | 2024-07-09 |  | 150000 | Horn ADU Conversion | Olivenhain | 2025-05-27 | 2024-11-26 | 0 | Esteban Cisneros
BLDR-032968-2024 | 233 Melrose Ave Encinitas, CA 92024 | Building (Residential) | Finaled | 2024-10-21 | 0 | FLAT ROOF REPLACEMENT (APPROX. 1,745 SQ-FT) | ReRoof | 2024-09-27 | 2024-11-06 | 17495 |  | Old Encinitas | 2025-10-21 | 2024-11-06 | 0 | Esteban Cisneros
MEPR-033222-2024 | 688 Summer View Cir Encinitas, CA 92024 | MEP (Residential) | Issued | 2024-10-21 | 0 | Level 2 EV Charger powered by a 60amp Circuit Breaker. Run #6 THHN c.u. & #10 THHN c.u. ground through <35 feet New Â¾â€ EMT conduit and <25feet of NEW 6/2â€ Romex Conduit to power the Level 2 EV Charger at 48amp constant draw | Energy Efficiency | 2024-10-16 |  | 1170 |  | Old Encinitas | 2025-04-28 | 2024-10-30 | 0 | Esteban Cisneros
BLDR-033106-2024 | 2002 Countrywood Ct Encinitas, CA 92024 | Building (Residential) | Issued | 2024-10-21 | 4769 | Tear off the existing roof system and haul away debris. Install GAF Storm Guard Peel and Stick in valleys and around pipes. Install GAF Tigerpaw Synthetic underlayment to the roofing surface. Install New Standard Pipe Flashings as required. Seal All Pipes and Flashings using an Exterior Grade Caulking. | ReRoof | 2024-10-07 |  | 41595 |  | New Encinitas | 2025-10-21 |  | 0 | Esteban Cisneros
MEPR-033196-2024 | 2520 San Elijo Ave Cardiff-by-the-Sea, CA 92007 | MEP (Residential) | Issued | 2024-10-21 | 0 | Solar ONLY: Install 8.1KW PV array with 13.6 KWH storage system | Energy Efficiency | 2024-10-14 |  | 40000 |  | Cardiff-By-The-Sea | 2025-10-21 |  | 0 | Esteban Cisneros
MEPR-033241-2024 | 2387 Newport Ave Cardiff-by-the-Sea, CA 92007 | MEP (Residential) | Issued | 2024-10-21 | 0 | Solar ONLY: 15.58kW Rooftop PV Installation w/ESS, 38 panels | Energy Efficiency | 2024-10-17 |  | 0 |  | Cardiff-By-The-Sea | 2025-10-21 |  | 0 | Esteban Cisneros
MEPR-033244-2024 | 1273 Calle Christopher Encinitas, CA 92024 | MEP (Residential) | Issued | 2024-10-21 | 0 | Solar Only: Roof Top PV 3.16Kw, (8) Solar modules, (1) SolarEdge SE Home Hub Interface, (1) Inverter, (8) Solar Optimizers, Energy Storage 5kW, (1) Solar Edge SE 10kW ENERGY BANK. NEW 225 Amp Main Panel Upgrade | Energy Efficiency | 2024-10-17 |  | 49174 |  | New Encinitas | 2025-10-21 |  | 0 | Esteban Cisneros
BLDR-029237-2023 | 218 E Glaucus St Encinitas, CA 92024 | Building (Residential) | Issued | 2024-10-21 | 630 | New 630 sf 1-story detached ADU | Accessory Dwelling Unit | 2023-12-18 |  | 171000 | Hendricks ADU | Leucadia | 2025-10-21 |  | 0 | Esteban Cisneros
MEPR-033194-2024 | 1385 Hermes Ave Encinitas, CA 92024 | MEP (Residential) | Issued | 2024-10-21 | 0 | SOLAR ONLY: Residential Roof-Mounted Solar: 4.015kW/DC, 3.8kW/AC, 11 Mods, 11 Optimizers, 1 Inverter. Existing MSP. 1 ESS. | Energy Efficiency | 2024-10-14 |  | 0 |  | Leucadia | 2025-10-21 |  | 0 | Esteban Cisneros
BLDR-030813-2024 | 1432 Kings Cross Dr Cardiff-by-the-Sea, CA 92007 | Building (Residential) | Under Review | 2024-10-21 | 308 | 308 sf. detached ADU | Accessory Dwelling Unit | 2024-04-22 |  | 80000 | Walsh Residence ADU | Cardiff-By-The-Sea | 2025-07-02 | 2025-01-03 | 0 | Esteban Cisneros
MEPR-033276-2024 | 1885 Sienna Canyon Dr Encinitas, CA 92024 | MEP (Residential) | Finaled | 2024-10-22 | 0 | MEP replacement. 200A for 200A | Service Change | 2024-10-21 | 2024-11-05 | 2000 |  | Olivenhain | 2025-05-05 | 2024-11-05 | 0 | Esteban Cisneros
MEPR-033204-2024 | 2155 13th St Encinitas, CA 92024 | MEP (Residential) | Issued | 2024-10-22 | 0 | Single family residence, furnace and heat pump replacement, 80k btus, 4 tons, like for like replacement, connect to existing electrical and modify duct work | Alteration & Repair | 2024-10-15 |  | 10000 |  | Olivenhain | 2025-10-22 |  | 0 | Esteban Cisneros
MEPR-033201-2024 | 3620 Dove Hollow Rd Encinitas, CA 92024 | MEP (Residential) | Issued | 2024-10-22 | 0 | Furnace & 3 Heat Pumps | New Installation | 2024-10-15 |  | 32292 |  | Olivenhain | 2025-10-22 |  | 0 | Esteban Cisneros
MEPR-032877-2024 | 2493 Newport Ave Cardiff-by-the-Sea, CA 92007 | MEP (Residential) | Issued | 2024-10-22 | 0 | Upgrade Service from 200 to 225 amps. Add power for new Heat Pump | New Installation | 2024-09-25 |  | 5000 |  | Cardiff-By-The-Sea | 2025-10-22 |  | 0 | Esteban Cisneros
MEPR-033186-2024 | 1810 S El Camino Real Unit: 101 Encinitas, CA 92024 | MEP (Residential) | Issued | 2024-10-22 | 0 | R/R DUCTLESS MINI SPLIT | Alteration & Repair | 2024-10-14 |  | 11000 |  | New Encinitas | 2025-10-22 |  | 0 | Esteban Cisneros
MEPR-033251-2024 | 312 Norfolk Dr Cardiff-by-the-Sea, CA 92007 | MEP (Residential) | Issued | 2024-10-22 | 0 | temporary power pole for construction of new home at 312 Norfolk drive | Temporary Power Pole | 2024-10-17 |  | 1000 | Laurlund Residence | Cardiff-By-The-Sea | 2025-04-21 | 2024-10-23 | 0 | Esteban Cisneros
MEPR-033200-2024 | 416 Shore View Ln Encinitas, CA 92024 | MEP (Residential) | Issued | 2024-10-22 | 0 | Locate the new 200-amp meter panel on the WEST wall at the S/W corner. I have worked with SDGE since Aug, and all has been cleared. Trench has been compacted and relieved. SDGE asked for city inspection before they can schedule to switch the service from old to new panel. | Alteration & Repair | 2024-10-14 |  | 0 |  | Leucadia | 2025-04-22 | 2024-10-24 | 0 | Esteban Cisneros
MEPR-032704-2024 | 1318 Portola Rd Encinitas, CA 92024 | MEP (Residential) | Issued | 2024-10-22 | 0 | battery solar under permit MEPR-032703-2024 | New Installation | 2024-09-16 |  | 0 |  | Olivenhain | 2025-04-28 | 2024-10-28 | 0 | Esteban Cisneros
MEPR-033059-2024 | 381 Via Almansa Encinitas, CA 92024 | MEP (Residential) | Finaled | 2024-10-22 | 0 | Heat pump and furnace replacement | New Installation | 2024-10-03 | 2024-11-13 | 0 |  | New Encinitas | 2025-05-12 | 2024-11-13 | 0 | Esteban Cisneros
BLDC-031325-2024 | 264 N El Camino Real Unit: D Encinitas, CA 92024 | Building (Non-Residential) | Finaled | 2024-10-22 | 1110 | INTERIOR REMODEL OF A PREVIOUS RETAIL STORE. TENANT IS ACCEPTING THE SPACE AS-IS. CONTRACTOR IS TO TURN SPACE INTO A JUST FOOD FOR DOGS STORE. WORK TO INCLUDE PARTITION WALL , ADD MILLWORK, ADD ELECTRICAL AND UPDATE LIGHTING TO LED AND UPDATE FINISHES | Tenant Improvement | 2024-06-02 |  | 50000 |  | New Encinitas | 2025-06-02 | 2024-12-04 | 0 | Esteban Cisneros
BLDR-030311-2024 | 1058 Normandy Hill Ln Encinitas, CA 92024 | Building (Residential) | Finaled | 2024-10-22 | 631 | The scope of work is to convert an attached garage, a portion of the existing residence and a small single story addition to this existing two story, single family residence to be a new accessory dwelling unit. Work is to also include converting the dining room into a bedroom. | Accessory Dwelling Unit | 2024-03-12 | 2024-12-02 | 44138 | Evergreen Hebron ADU | Leucadia | 2025-06-02 | 2024-12-02 | 0 | Esteban Cisneros
MEPR-033191-2024 | 1273 Caminito Septimo Cardiff-by-the-Sea, CA 92007 | MEP (Residential) | Finaled | 2024-10-22 | 0 | LIKE FOR LIKE REPLACEMENT OF 100AMP GARAGE METERED ELECTRICAL PANEL | Alteration & Repair | 2024-10-14 | 2024-12-03 | 0 |  | Inside City | 2025-06-02 | 2024-12-03 | 0 | Esteban Cisneros
MEPR-033228-2024 | 631 Stratford Dr Encinitas, CA 92024 | MEP (Residential) | Issued | 2024-10-22 | 0 | Remove electrical from shed in the southeast corner of backyard. | Alteration & Repair | 2024-10-16 |  | 0 |  | Old Encinitas | 2025-06-09 | 2024-12-11 | 0 | Esteban Cisneros
MEPR-033233-2024 | 923 Melba Rd Encinitas, CA 92024 | MEP (Residential) | Finaled | 2024-10-22 | 0 | install new ductless mini split | New Installation | 2024-10-16 | 2024-11-14 | 0 |  | Old Encinitas | 2025-05-13 | 2024-11-14 | 0 | Esteban Cisneros
MEPR-032199-2024 | 1750 Greentree Rd Encinitas, CA 92024 | MEP (Residential) | Issued | 2024-10-22 | 0 | Update existing 125amp electrical panel | Alteration & Repair | 2024-08-09 |  | 0 |  | New Encinitas | 2025-05-19 | 2024-11-18 | 0 | Esteban Cisneros
BLDR-031699-2024 | 438 La Mesa Ave Encinitas, CA 92024 | Building (Residential) | Issued | 2024-10-22 | 495 | ONE STORY AS-BUILT ATTACHED STUDIO ACCESSORY DWELLING UNIT (ADU). THE ADU WILL BE CONVERTED FROM AN EXISTING BASEMENT RECREATION ROOM WITH POWDER AND IS LOCATED UNDER THE EXISTING RESIDENCE AND ADJACENT TO THE EXISTING GARAGE. THE ADU HAS AN ENTRY, LIVING ROOM, DINING AREA, KITCHEN, LAUNDRY, BED AREA, CLOSET & BATH. | Accessory Dwelling Unit | 2024-07-07 |  | 15345 |  | Old Encinitas | 2025-06-17 | 2024-12-19 | 0 | Esteban Cisneros
MEPR-033113-2024 | 676 Westlake St Encinitas, CA 92024 | MEP (Residential) | Issued | 2024-10-22 | 0 | [ess only] Energy Storage 10kW, (2) powerwalls. | New Installation | 2024-10-07 |  | 23990 |  | Old Encinitas | 2025-07-01 | 2025-01-02 | 0 | Esteban Cisneros
MEPR-033290-2024 | 1756 N Willowspring Dr Encinitas, CA 92024 | MEP (Residential) | Issued | 2024-10-23 | 0 | REPLACE WATER HEATER TANK | Water Heater | 2024-10-21 |  | 0 |  | New Encinitas | 2025-04-30 | 2024-11-01 | 0 | Esteban Cisneros
MEPR-033278-2024 | 512 Cerro St Encinitas, CA 92024 | MEP (Residential) | Issued | 2024-10-23 | 0 | Replace Water Heater, Like for Like, Inside Garage | Water Heater | 2024-10-21 |  | 0 |  | New Encinitas | 2025-04-28 | 2024-10-29 | 0 | Esteban Cisneros
MEPR-033250-2024 | 930 Via Di Felicita Encinitas, CA 92024 | MEP (Residential) | Issued | 2024-10-23 | 0 | Replace AC like for like | Alteration & Repair | 2024-10-17 |  | 6500 |  | Olivenhain | 2025-10-23 |  | 0 | Esteban Cisneros
MEPR-033274-2024 | 224 Lolita St Encinitas, CA 92024 | MEP (Residential) | Issued | 2024-10-23 | 0 | INSTALLATION OF A 4.1DC kW(3.67AC kW) ROOF MOUNTED PHOTOVOLTAIC SYSTEM W/ 10 MODS AND 1 INV / BAT COMBO | Energy Efficiency | 2024-10-18 |  | 21000 |  | Old Encinitas | 2025-10-23 |  | 0 | Esteban Cisneros
BLDR-031315-2024 | 1327 Hygeia Ave Encinitas, CA 92024 | Building (Residential) | Issued | 2024-10-23 | 358 | Garage conversion to a 358 sf ADU. | Accessory Dwelling Unit | 2024-05-31 |  | 71600 | 1323/25 Hygeia Avenue Garage Conversion | Leucadia | 2025-10-23 |  | 0 | Esteban Cisneros
BLDR-033238-2024 | 1449 Village View Rd Encinitas, CA 92024 | Building (Residential) | Issued | 2024-10-23 | 169 | Partial Re-Roof Picture Frame 2 Sqrs | ReRoof | 2024-10-17 |  | 1714 |  | New Encinitas | 2025-10-23 |  | 0 | Esteban Cisneros
BLDR-033193-2024 | 374 Playa Blanca Encinitas, CA 92024 | Building (Residential) | Issued | 2024-10-23 | 1000 | Tear off the existing roofÂ down to the decking and haul away debris. Mechanically attach 2 layers of Appex base ply over roof sheathing. Install 1 layer of Appex smooth mid-ply membrane, Install 1 layer of Appex granulatedÂ torch down membrane. Install all required flashings, components and eave details. | ReRoof | 2024-10-14 |  | 18500 |  | Old Encinitas | 2025-10-23 |  | 0 | Esteban Cisneros
MEPR-033270-2024 | 2049 Countrywood Way Encinitas, CA 92024 | MEP (Residential) | Finaled | 2024-10-23 | 0 | pv solar roof mount | Energy Efficiency | 2024-10-18 | 2024-10-28 | 0 |  | New Encinitas | 2025-04-28 | 2024-10-28 | 0 | Esteban Cisneros
MEPR-033272-2024 | 2223 Silver Peak Pl Encinitas, CA 92024 | MEP (Residential) | Finaled | 2024-10-23 | 0 | Install solar on existing roof | Energy Efficiency | 2024-10-18 | 2024-11-08 | 0 |  | New Encinitas | 2025-05-07 | 2024-11-08 | 0 | Esteban Cisneros
MEPR-033279-2024 | 1731 Crest Dr Encinitas, CA 92024 | MEP (Residential) | Finaled | 2024-10-23 | 0 | Tesla battery add-on to existing pv system | New Installation | 2024-10-21 | 2024-11-21 | 0 |  | Cardiff-By-The-Sea | 2025-05-20 | 2024-11-21 | 0 | Esteban Cisneros
BLDR-031463-2024 | 622 Cole Ranch Rd Encinitas, CA 92024 | Building (Residential) | Issued | 2024-10-23 | 0 | Addition of new detached 987 SF ADU. | Accessory Dwelling Unit | 2024-06-13 |  | 296100 |  | Olivenhain | 2025-06-25 | 2024-12-27 | 0 | Esteban Cisneros
BLDR-032663-2024 | 1403 Anacona Pl Unit: 101 Encinitas, CA 92024 | Building (Residential) | Issued | 2024-10-23 | 940 | Phase 211: 7-plex Model Plan 6 Lot 1081 | New Construction | 2024-09-12 |  | 219585 | Fox Point Farms - Parent Project | Leucadia | 2025-07-01 | 2025-01-02 | 0 | Esteban Cisneros
BLDR-032665-2024 | 1403 Anacona Pl Unit: 103 Encinitas, CA 92024 | Building (Residential) | Issued | 2024-10-23 | 1172 | Phase 211: 7-plex Model Plan 8 Lot 1083 | New Construction | 2024-09-12 |  | 271137 | Fox Point Farms - Parent Project | Leucadia | 2025-07-01 | 2025-01-02 | 0 | Esteban Cisneros
BLDR-032664-2024 | 1403 Anacona Pl Unit: 102 Encinitas, CA 92024 | Building (Residential) | Issued | 2024-10-23 | 1308 | Phase 211: 7-plex Model Plan 9 Lot 1082 | New Construction | 2024-09-12 |  | 297775 | Fox Point Farms - Parent Project | Leucadia | 2025-07-01 | 2025-01-02 | 0 | Esteban Cisneros
BLDR-032646-2024 | 1403 Anacona Pl Unit: 201 Encinitas, CA 92024 | Building (Residential) | Issued | 2024-10-23 | 835900 | Phase 211: 7-plex Model Plan 7 Lot 1080 | New Construction | 2024-09-11 |  | 258318 | Fox Point Farms - Parent Project | Leucadia | 2025-07-01 | 2025-01-02 | 0 | Esteban Cisneros
BLDR-032676-2024 | 1403 Anacona Pl Unit: 105 Encinitas, CA 92024 | Building (Residential) | Issued | 2024-10-23 | 940 | Phase 211: 7-plex Model Plan 6 Lot 1085 | New Construction | 2024-09-12 |  | 219585 | Fox Point Farms - Parent Project | Leucadia | 2025-07-01 | 2025-01-02 | 0 | Esteban Cisneros
BLDR-032666-2024 | 1403 Anacona Pl Unit: 104 Encinitas, CA 92024 | Building (Residential) | Issued | 2024-10-23 | 1308 | Phase 211: 7-plex Model Plan 9 Lot 1084 | New Construction | 2024-09-12 |  | 297775 | Fox Point Farms - Parent Project | Leucadia | 2025-07-01 | 2025-01-02 | 0 | Esteban Cisneros
BLDR-032677-2024 | 1403 Anacona Pl Unit: 202 Encinitas, CA 92024 | Building (Residential) | Issued | 2024-10-23 | 1021 | Phase 211: 7-plex Model Plan 7 Lot 1086 | New Construction | 2024-09-12 |  | 258318 | Fox Point Farms - Parent Project | Leucadia | 2025-07-01 | 2025-01-02 | 0 | Esteban Cisneros
BLDR-030942-2024 | 636 Shanas Ln Encinitas, CA 92024 | Building (Residential) | Issued | 2024-10-23 | 1012 | First and second story room additions with covered balcony and interior remodel of existing | Addition | 2024-04-30 |  | 322472 |  | New Encinitas | 2025-07-02 | 2025-01-03 | 0 | Esteban Cisneros
MEPR-033312-2024 | 1608 Scott Pl Encinitas, CA 92024 | MEP (Residential) | Issued | 2024-10-24 | 0 | Replace Water Heater, Like for Like, Inside Garage | Water Heater | 2024-10-23 |  | 0 |  | New Encinitas | 2025-04-28 | 2024-10-29 | 0 | Esteban Cisneros
MEPR-033268-2024 | 267 Rosebay Dr Encinitas, CA 92024 | MEP (Residential) | Issued | 2024-10-24 | 0 | install new ductless mini split | New Installation | 2024-10-18 |  | 0 |  | Old Encinitas | 2025-10-24 |  | 0 | Esteban Cisneros
MEPR-033259-2024 | 2387 Newport Ave Cardiff-by-the-Sea, CA 92007 | MEP (Residential) | Issued | 2024-10-24 | 0 | ESS Installation, (2) Batteries | New Installation | 2024-10-18 |  | 0 |  | Cardiff-By-The-Sea | 2025-10-24 |  | 0 | Esteban Cisneros
MEPR-033261-2024 | 224 Camino De Las Flores Encinitas, CA 92024 | MEP (Residential) | Issued | 2024-10-24 | 0 | Changing electrical panel from 100 to 200amp and changing location. Please see attached work order from SDGE | Service Change | 2024-10-18 |  | 2000 |  | New Encinitas | 2025-10-24 |  | 0 | Esteban Cisneros
BLDR-028581-2023 | 2145 Oxford Ave Cardiff-by-the-Sea, CA 92007 | Building (Residential) | Issued | 2024-10-24 | 400 | New Attached ADU w/ 2-story Residence (BLDR-028579-2023) - South Twin Home DEMOLITION OF AN EXISTING ONE-STORY DUPLEX RESIDENCE AND DETACHED ONE-STORY FOUR-CAR GARAGE. BUILD TWO DETACHED TWO-STORY RESIDENCES WITH BASEMENTS. THE 1ST FLOOR OF EACH RESIDENCE WILL CONTAIN AN ATTACHED ADU. EACH RESIDENCE WILL CONTAIN AN ALLEY ACCESSIBLE ATTACHED 2-CAR GARAGE. THE HOMES WILL HAVE BALCONIES AND COVERED PORCHES. EACH RESIDENCE WILL HAVE A SIMILAR FLOOR PLAN WITH A UNIQUE EXTERIOR DESIGN. NEW 8' x 20' TEMPORARY CONSTRUCTION TRAILER. | Accessory Dwelling Unit | 2023-10-31 |  | 60000 |  | Cardiff-By-The-Sea | 2025-10-24 |  | 0 | Esteban Cisneros
BLDR-028582-2023 | 2139 Oxford Ave Cardiff-by-the-Sea, CA 92007 | Building (Residential) | Issued | 2024-10-24 | 400 | New Attached ADU w/ New 2-Story Residence (BLDR-028580-2023) - North Twin Home DEMOLITION OF AN EXISTING ONE-STORY DUPLEX RESIDENCE AND DETACHED ONE-STORY FOUR-CAR GARAGE. BUILD TWO DETACHED TWO-STORY RESIDENCES WITH BASEMENTS. THE 1ST FLOOR OF EACH RESIDENCE WILL CONTAIN AN ATTACHED ADU. EACH RESIDENCE WILL CONTAIN AN ALLEY ACCESSIBLE ATTACHED 2-CAR GARAGE. THE HOMES WILL HAVE BALCONIES AND COVERED PORCHES. EACH RESIDENCE WILL HAVE A SIMILAR FLOOR PLAN WITH A UNIQUE EXTERIOR DESIGN. NEW 8' x 20' TEMPORARY CONSTRUCTION TRAILER. | Accessory Dwelling Unit | 2023-10-31 |  | 60000 |  | Cardiff-By-The-Sea | 2025-10-24 |  | 0 | Esteban Cisneros
BLDR-033275-2024 | 418 Villa Blanca Ct Encinitas, CA 92024 | Building (Residential) | Issued | 2024-10-24 | 2148 | Remove and dispose existing roofing material, Install underlayment, Install new GAF Shakewood underlayment | ReRoof | 2024-10-20 |  | 14889 |  | Old Encinitas | 2025-10-24 |  | 0 | Esteban Cisneros
BLDR-033227-2024 | 1273 Calle Christopher Encinitas, CA 92024 | Building (Residential) | Issued | 2024-10-24 | 1905 | FULL Re-Roof Picture Frame Tile 16 Sqrs Lift and Lay 3 Sqrs | ReRoof | 2024-10-16 |  | 15414 |  | New Encinitas | 2025-10-24 |  | 0 | Esteban Cisneros
BLDR-032256-2024 | 2367 Manchester Ave Cardiff-by-the-Sea, CA 92007 | Building (Residential) | Issued | 2024-10-24 | 25 | Repair (in kind) of existing exterior stairs. Replace railing and treads as required as a result of damage and deterioration. Replace existing wood siding with stucco exterior finish all sides of structure. | Alteration & Repair | 2024-08-14 |  | 10000 |  | Cardiff-By-The-Sea | 2025-10-24 |  | 0 | Esteban Cisneros
MEPR-033273-2024 | 2223 Silver Peak Pl Encinitas, CA 92024 | MEP (Residential) | Issued | 2024-10-24 | 0 | Install 2 batteries outside on the same wall where the main electrical panel is located | New Installation | 2024-10-18 |  | 30000 |  | New Encinitas | 2025-05-07 | 2024-11-08 | 0 | Esteban Cisneros
BLDR-029757-2024 | 1091 Normandy Hill Ln Encinitas, CA 92024 | Building (Residential) | Finaled | 2024-10-24 | 584 | The scope of work is to convert an attached garage and a portion of this existing single family residence to be used as an accessory dwelling unit and to convert the dining room in the main house to be a new bedroom. | Accessory Dwelling Unit | 2024-01-29 | 2024-12-05 | 40000 | Normandy Hill Lane Accessory Dwelling Unit | Leucadia | 2025-06-03 | 2024-12-05 | 0 | Esteban Cisneros
MEPR-033295-2024 | 1233 Caminito Septimo Cardiff-by-the-Sea, CA 92007 | MEP (Residential) | Issued | 2024-10-24 | 0 | LIKE FOR LIKE REPLACEMENT OF 100A METERED GARAGE ELECTRICAL PANEL | Service Change | 2024-10-22 |  | 0 |  | Cardiff-By-The-Sea | 2025-06-02 | 2024-12-03 | 0 | Esteban Cisneros
BLDR-033229-2024 | 1129 Pacifica Pl Encinitas, CA 92024 | Building (Residential) | Finaled | 2024-10-24 | 1900 | Partial Reroof - Tile lift and relay | ReRoof | 2024-10-16 | 2024-11-18 | 11500 |  | New Encinitas | 2025-05-19 | 2024-11-18 | 0 | Esteban Cisneros
MEPR-033254-2024 | 819 Saxony Rd Encinitas, CA 92024 | MEP (Residential) | Finaled | 2024-10-24 | 0 | 200 amp meter panel upgrade. Please see attached SDGE work order. | Service Change | 2024-10-17 | 2024-11-20 | 3000 |  | Leucadia | 2025-05-19 | 2024-11-20 | 0 | Esteban Cisneros
MEPR-033203-2024 | 1609 Honeysuckle Ct Encinitas, CA 92024 | MEP (Residential) | Issued | 2024-10-24 | 0 | Battery to accompany solar instal(MEPR-033098-2024). | New Installation | 2024-10-15 |  | 0 |  | New Encinitas | 2025-05-19 | 2024-11-18 | 0 | Esteban Cisneros
BLDR-032627-2024 | 1093 N Vulcan Ave Encinitas, CA 92024 | Building (Residential) | Issued | 2024-10-24 | 3700 | REPLACE DAMAGED SIDING WITH NEW EXTERIOR STUCCO | Alteration & Repair | 2024-09-10 |  | 35000 |  | Leucadia | 2025-06-18 | 2024-12-20 | 0 | Esteban Cisneros
MEPR-033289-2024 | 2324 Cambridge Ave Cardiff-by-the-Sea, CA 92007 | MEP (Residential) | Issued | 2024-10-24 | 0 | REPLACE FURNACE | Alteration & Repair | 2024-10-21 |  | 0 |  | Cardiff-By-The-Sea | 2025-10-24 |  | 0 | Esteban Cisneros
MEPR-033265-2024 | 1273 Calle Christopher Encinitas, CA 92024 | MEP (Residential) | Issued | 2024-10-24 | 0 | (1) NEW 225 Amp Main Panel Upgrade | Service Change | 2024-10-18 |  | 0 |  | New Encinitas | 2025-10-24 |  | 0 | Esteban Cisneros
MEPR-030547-2024 | 960 S Coast Highway 101 Unit: 204 Encinitas, CA 92024 | MEP (Residential) | Issued | 2024-10-28 | 0 | NEW 4.68DC kW(4.32AC kW) ROOF MOUNTED PHOTOVOLTAIC SYSTEM W/ 13 MODS AND 13 MICRO INV. | Energy Efficiency | 2024-03-28 |  | 0 |  | Old Encinitas | 2025-10-28 |  | 0 | Esteban Cisneros
BLDR-033166-2024 | 1740 S El Camino Real Unit: 101 Encinitas, CA 92024 | Building (Residential) | Finaled | 2024-10-28 | 12800 | Master Permit BLDR-033166-2044. hot and cold water repipe of entire building all 16 units. 2x2 holes open on one side of the unit to gain access to the pipes in order to avoid working of fire wall | Alteration & Repair | 2024-10-10 | 2024-11-01 | 64000 |  | New Encinitas | 2025-04-30 | 2024-11-01 | 0 | Esteban Cisneros
BLDR-033314-2024 | 1740 S El Camino Real Unit: 103 Encinitas, CA 92024 | Building (Residential) | Finaled | 2024-10-28 | 12800 | Master Permit BLDR-033166-2044. hot and cold water repipe of entire building all 16 units. 2x2 holes open on one side of the unit to gain access to the pipes in order to avoid working of fire wall | Alteration & Repair | 2024-10-23 | 2024-12-05 | 3000 |  | New Encinitas | 2025-04-30 | 2024-12-05 | 0 | Esteban Cisneros
BLDR-033315-2024 | 1740 S El Camino Real Unit: 104 Encinitas, CA 92024 | Building (Residential) | Finaled | 2024-10-28 | 12800 | Master Permit BLDR-033166-2044. hot and cold water repipe of entire building all 16 units. 2x2 holes open on one side of the unit to gain access to the pipes in order to avoid working of fire wall | Alteration & Repair | 2024-10-23 | 2024-11-01 | 3000 |  | New Encinitas | 2025-04-30 | 2024-11-01 | 0 | Esteban Cisneros
BLDR-033316-2024 | 1740 S El Camino Real Unit: 105 Encinitas, CA 92024 | Building (Residential) | Finaled | 2024-10-28 | 12800 | Master Permit BLDR-033166-2044. hot and cold water repipe of entire building all 16 units. 2x2 holes open on one side of the unit to gain access to the pipes in order to avoid working of fire wall | Alteration & Repair | 2024-10-23 | 2024-11-01 | 3000 |  | New Encinitas | 2025-04-30 | 2024-11-01 | 0 | Esteban Cisneros
BLDR-033313-2024 | 1740 S El Camino Real Unit: 102 Encinitas, CA 92024 | Building (Residential) | Finaled | 2024-10-28 | 12800 | hot and cold water repipe of entire building all 16 units 2x2 holes open on one side of the unit to gain access to the pipes in order to avoid working of fire wall | Alteration & Repair | 2024-10-23 | 2024-11-01 | 3000 |  | New Encinitas | 2025-04-30 | 2024-11-01 | 0 | Esteban Cisneros
MEPR-032919-2024 | 1110 Sea Village Dr Cardiff-by-the-Sea, CA 92007 | MEP (Residential) | Issued | 2024-10-28 | 0 | l Install new 200amp meter panel, replacing existing, orginal recalled panel. | Service Change | 2024-09-26 |  | 5000 |  | Inside City | 2025-06-04 | 2024-12-06 | 0 | Esteban Cisneros
BLDR-032871-2024 | 661 Sea Ridge Ct Encinitas, CA 92024 | Building (Residential) | Issued | 2024-10-28 | 244 | 2 ATTACHED CITY STD LATTICE PATIO COVERS | Temporary or Accessory Structure | 2024-09-24 |  | 12000 |  | Old Encinitas | 2025-05-27 | 2024-11-26 | 0 | Esteban Cisneros
BLDR-030608-2024 | 511 Nobel Ct Encinitas, CA 92024 | Building (Residential) | Issued | 2024-10-28 | 618 | Addition of new detached 618 SF ADU | Accessory Dwelling Unit | 2024-04-03 |  | 149700 | Morrar ADU | Old Encinitas | 2025-06-23 | 2024-12-23 | 0 | Esteban Cisneros
BLDR-028876-2023 | 235 Via Del Cerrito Encinitas, CA 92024 | Building (Residential) | Issued | 2024-10-28 | 801 | Proposed Detached ADU | Accessory Dwelling Unit | 2023-11-20 |  | 175000 |  | Olivenhain | 2025-07-02 | 2025-01-03 | 0 | Esteban Cisneros
MEPR-033380-2024 | 710 Neptune Ave Encinitas, CA 92024 | MEP (Residential) | Finaled | 2024-10-29 | 0 | Emergency replace/update damaged main breaker. OH service ====175 up to solar ready 200A due to part availability. | Service Change | 2024-10-28 | 2024-11-06 | 0 |  | Leucadia | 2025-05-05 | 2024-11-06 | 0 | Esteban Cisneros
MEPR-033393-2024 | 3570 Lone Jack Rd Encinitas, CA 92024 | MEP (Residential) | Finaled | 2024-10-29 | 0 | Emergency Panel Change -- 200A upgrade to 225A | Service Change | 2024-10-29 | 2024-11-07 | 4500 |  | Olivenhain | 2025-05-06 | 2024-11-07 | 0 | Esteban Cisneros
MEPR-033231-2024 | 736 Arden Dr Encinitas, CA 92024 | MEP (Residential) | Issued | 2024-10-29 | 0 | SOLAR ONLY: 6.4kw residential roof mounted solar pv with battery back up[separate permit required] | Energy Efficiency | 2024-10-16 |  | 10000 |  | Old Encinitas | 2025-10-29 |  | 0 | Esteban Cisneros
MEPR-033211-2024 | 1732 Freda Lane Cardiff by the Sea, CA 92007 | MEP (Residential) | Finaled | 2024-10-29 | 0 | Tesla wall charger | Energy Efficiency | 2024-10-15 | 2024-10-31 | 550 |  | Inside City | 2025-04-29 | 2024-10-31 | 0 | Esteban Cisneros
BLDR-033318-2024 | 1740 S El Camino Real Unit: 107 Encinitas, CA 92024 | Building (Residential) | Finaled | 2024-10-29 | 12800 | Master Permit BLDR-033166-2044. hot and cold water repipe of entire building all 16 units. 2x2 holes open on one side of the unit to gain access to the pipes in order to avoid working of fire wall | Alteration & Repair | 2024-10-23 | 2024-10-31 | 3000 |  | New Encinitas | 2025-04-29 | 2024-10-31 | 0 | Esteban Cisneros
BLDR-033320-2024 | 1740 S El Camino Real Unit: 201 Encinitas, CA 92024 | Building (Residential) | Finaled | 2024-10-29 | 12800 | Master Permit BLDR-033166-2044. hot and cold water repipe of entire building all 16 units. 2x2 holes open on one side of the unit to gain access to the pipes in order to avoid working of fire wall | Alteration & Repair | 2024-10-23 | 2024-11-08 | 3000 |  | New Encinitas | 2025-05-07 | 2024-11-08 | 0 | Esteban Cisneros
BLDR-033321-2024 | 1740 S El Camino Real Unit: 202 Encinitas, CA 92024 | Building (Residential) | Finaled | 2024-10-29 | 12800 | Master Permit BLDR-033166-2044. hot and cold water repipe of entire building all 16 units. 2x2 holes open on one side of the unit to gain access to the pipes in order to avoid working of fire wall | Alteration & Repair | 2024-10-23 | 2024-11-08 | 3000 |  | New Encinitas | 2025-05-07 | 2024-11-08 | 0 | Esteban Cisneros
BLDR-033319-2024 | 1740 S El Camino Real Unit: 108 Encinitas, CA 92024 | Building (Residential) | Finaled | 2024-10-29 | 12800 | Master Permit BLDR-033166-2044. hot and cold water repipe of entire building all 16 units. 2x2 holes open on one side of the unit to gain access to the pipes in order to avoid working of fire wall | Alteration & Repair | 2024-10-23 | 2024-10-31 | 3000 |  | New Encinitas | 2025-04-29 | 2024-10-31 | 0 | Esteban Cisneros
BLDR-033327-2024 | 1740 S El Camino Real Unit: 208 Encinitas, CA 92024 | Building (Residential) | Finaled | 2024-10-29 | 12800 | Master Permit BLDR-033166-2044. hot and cold water repipe of entire building all 16 units. 2x2 holes open on one side of the unit to gain access to the pipes in order to avoid working of fire wall | Alteration & Repair | 2024-10-23 | 2024-12-05 | 3000 |  | New Encinitas | 2025-04-30 | 2024-12-05 | 0 | Esteban Cisneros
BLDR-033323-2024 | 1740 S El Camino Real Unit: 204 Encinitas, CA 92024 | Building (Residential) | Finaled | 2024-10-29 | 12800 | Master Permit BLDR-033166-2044. hot and cold water repipe of entire building all 16 units. 2x2 holes open on one side of the unit to gain access to the pipes in order to avoid working of fire wall | Alteration & Repair | 2024-10-23 | 2024-11-01 | 3000 |  | New Encinitas | 2025-04-30 | 2024-11-01 | 0 | Esteban Cisneros
BLDR-033325-2024 | 1740 S El Camino Real Unit: 206 Encinitas, CA 92024 | Building (Residential) | Finaled | 2024-10-29 | 12800 | Master Permit BLDR-033166-2044. hot and cold water repipe of entire building all 16 units. 2x2 holes open on one side of the unit to gain access to the pipes in order to avoid working of fire wall | Alteration & Repair | 2024-10-23 | 2024-11-01 | 3000 |  | New Encinitas | 2025-04-30 | 2024-11-01 | 0 | Esteban Cisneros
BLDR-033322-2024 | 1740 S El Camino Real Unit: 203 Encinitas, CA 92024 | Building (Residential) | Finaled | 2024-10-29 | 12800 | Master Permit BLDR-033166-2044. hot and cold water repipe of entire building all 16 units. 2x2 holes open on one side of the unit to gain access to the pipes in order to avoid working of fire wall | Alteration & Repair | 2024-10-23 | 2024-11-08 | 3000 |  | New Encinitas | 2025-05-07 | 2024-11-08 | 0 | Esteban Cisneros
BLDR-033326-2024 | 1740 S El Camino Real Unit: 207 Encinitas, CA 92024 | Building (Residential) | Finaled | 2024-10-29 | 12800 | Master Permit BLDR-033166-2044. hot and cold water repipe of entire building all 16 units. 2x2 holes open on one side of the unit to gain access to the pipes in order to avoid working of fire wall | Alteration & Repair | 2024-10-23 | 2024-11-01 | 3000 |  | New Encinitas | 2025-04-30 | 2024-11-01 | 0 | Esteban Cisneros
BLDR-033324-2024 | 1740 S El Camino Real Unit: 205 Encinitas, CA 92024 | Building (Residential) | Finaled | 2024-10-29 | 12800 | Master Permit BLDR-033166-2044. hot and cold water repipe of entire building all 16 units. 2x2 holes open on one side of the unit to gain access to the pipes in order to avoid working of fire wall | Alteration & Repair | 2024-10-23 | 2024-11-08 | 3000 |  | New Encinitas | 2025-05-07 | 2024-11-08 | 0 | Esteban Cisneros
BLDR-032740-2024 | 1402 Anacona Pl Unit: 101 Encinitas, CA 92024 | Building (Residential) | Issued | 2024-10-29 | 1021 | Ph 212, 7-plex Model 6 Lot 1092 | New Construction | 2024-09-17 |  | 219585 | Fox Point Farms - Parent Project | Leucadia | 2025-06-17 | 2024-12-19 | 0 | Esteban Cisneros
BLDR-032741-2024 | 1402 Anacona Pl Unit: 201 Encinitas, CA 92024 | Building (Residential) | Issued | 2024-10-29 | 1021 | Ph 212, 7-plex Model 7 Lot 1093 | New Construction | 2024-09-17 |  | 258318 | Fox Point Farms - Parent Project | Leucadia | 2025-06-17 | 2024-12-19 | 0 | Esteban Cisneros
BLDR-032737-2024 | 1402 Anacona Pl Unit: 104 Encinitas, CA 92024 | Building (Residential) | Issued | 2024-10-29 | 1021 | Ph 212, 7-plex Model 9 Lot 1089 | New Construction | 2024-09-17 |  | 297775 | Fox Point Farms - Parent Project | Leucadia | 2025-06-17 | 2024-12-19 | 0 | Esteban Cisneros
BLDR-032690-2024 | 1402 Anacona Pl Unit: 202 Encinitas, CA 92024 | Building (Residential) | Issued | 2024-10-29 | 1021 | Ph 212, 7-plex Model 7 Lot 1087 | New Construction | 2024-09-13 |  | 258318 | Fox Point Farms - Parent Project | Leucadia | 2025-06-17 | 2024-12-19 | 0 | Esteban Cisneros
BLDR-032739-2024 | 1402 Anacona Pl Unit: 102 Encinitas, CA 92024 | Building (Residential) | Issued | 2024-10-29 | 835900 | Ph 212, 7-plex Model 9 Lot 1091 | New Construction | 2024-09-17 |  | 297775 | Fox Point Farms - Parent Project | Leucadia | 2025-06-17 | 2024-12-19 | 0 | Esteban Cisneros
BLDR-032735-2024 | 1402 Anacona Pl Unit: 105 Encinitas, CA 92024 | Building (Residential) | Issued | 2024-10-29 | 835900 | Ph 212, 7-plex Model 6 Lot 1088 | New Construction | 2024-09-17 |  | 219585 | Fox Point Farms - Parent Project | Leucadia | 2025-06-17 | 2024-12-19 | 0 | Esteban Cisneros
BLDR-032738-2024 | 1402 Anacona Pl Unit: 103 Encinitas, CA 92024 | Building (Residential) | Issued | 2024-10-29 | 1021 | Ph 212, 7-plex Model 8 Lot 1090 | New Construction | 2024-09-17 |  | 271137 | Fox Point Farms - Parent Project | Leucadia | 2025-06-17 | 2024-12-19 | 0 | Esteban Cisneros
MEPR-033283-2024 | 1065 Guadalajara Dr Encinitas, CA 92024 | MEP (Residential) | Issued | 2024-10-30 | 0 | 200 amp panel upgrade. | Alteration & Repair | 2024-10-21 |  | 0 |  | Old Encinitas | 2025-05-05 | 2024-11-05 | 0 | Esteban Cisneros
BLDR-033331-2024 | 928 Cornish Dr Encinitas, CA 92024 | Building (Residential) | Issued | 2024-10-30 | 3000 | Re roof | ReRoof | 2024-10-23 |  | 18500 |  | Old Encinitas | 2025-05-05 | 2024-11-05 | 0 | Esteban Cisneros
MEPR-033009-2024 | 493 Quail Gardens Ln Encinitas, CA 92024 | MEP (Residential) | Issued | 2024-10-30 | 0 | City Inspection for main panel re -location upgrade of 400amp. | Alteration & Repair | 2024-10-01 |  | 0 |  | Leucadia | 2025-05-06 | 2024-11-07 | 0 | Esteban Cisneros
BLDR-028375-2023 | 1860 Pariva Dr Cardiff-by-the-Sea, CA 92007 | Building (Residential) | Issued | 2024-10-30 | 0 | ADU addition over existing garage | Accessory Dwelling Unit | 2023-10-16 |  | 185000 |  | Cardiff-By-The-Sea | 2025-10-30 |  | 0 | Esteban Cisneros
MEPR-033345-2024 | 3325 Lone Hill Ln Encinitas, CA 92024 | MEP (Residential) | Issued | 2024-10-30 | 0 | Installation of (4) Enphase IQ batteries | New Installation | 2024-10-24 |  | 34975 |  | Olivenhain | 2025-10-30 |  | 0 | Esteban Cisneros
MEPR-033341-2024 | 218 Chapalita Dr Encinitas, CA 92024 | MEP (Residential) | Issued | 2024-10-30 | 0 | Heat Pump Replacement | Alteration & Repair | 2024-10-24 |  | 0 |  | New Encinitas | 2025-10-30 |  | 0 | Esteban Cisneros
BLDR-033404-2024 | 1750 S El Camino Real Unit: 106 Encinitas, CA 92024 | Building (Residential) | Finaled | 2024-10-30 | 19200 | Master permit BLDR-033147-2024. hot and cold water repipe of entire building 24 units. 12 units on 1st floor and 12 units on 2nd floor. | Alteration & Repair | 2024-10-29 | 2024-11-19 | 3000 |  | New Encinitas | 2025-05-12 | 2024-11-19 | 0 | Esteban Cisneros
BLDR-033406-2024 | 1750 S El Camino Real Unit: 108 Encinitas, CA 92024 | Building (Residential) | Issued | 2024-10-30 | 19200 | Master permit BLDR-033147-2024. hot and cold water repipe of entire building 24 units. 12 units on 1st floor and 12 units on 2nd floor. | Alteration & Repair | 2024-10-29 | 2024-11-13 | 3000 |  | New Encinitas | 2025-05-12 | 2024-11-13 | 0 | Esteban Cisneros
BLDR-033399-2024 | 1750 S El Camino Real Unit: 102 Encinitas, CA 92024 | Building (Residential) | Finaled | 2024-10-30 | 19200 | Master permit BLDR-033147-2024. hot and cold water repipe of entire building 24 units. 12 units on 1st floor and 12 units on 2nd floor. | Alteration & Repair | 2024-10-29 | 2024-11-19 | 3000 |  | New Encinitas | 2025-05-12 | 2024-11-19 | 0 | Esteban Cisneros
BLDR-033416-2024 | 1750 S El Camino Real Unit: 202 Encinitas, CA 92024 | Building (Residential) | Finaled | 2024-10-30 | 19200 | Master permit BLDR-033147-2024. hot and cold water repipe of entire building 24 units. 12 units on 1st floor and 12 units on 2nd floor. | Alteration & Repair | 2024-10-29 | 2024-11-22 | 3000 |  | New Encinitas | 2025-05-21 | 2024-11-22 | 0 | Esteban Cisneros
BLDR-033410-2024 | 1750 S El Camino Real Unit: 112 Encinitas, CA 92024 | Building (Residential) | Finaled | 2024-10-30 | 19200 | Master permit BLDR-033147-2024. hot and cold water repipe of entire building 24 units. 12 units on 1st floor and 12 units on 2nd floor. | Alteration & Repair | 2024-10-29 | 2024-11-22 | 3000 |  | New Encinitas | 2025-05-12 | 2024-11-22 | 0 | Esteban Cisneros
BLDR-033413-2024 | 1750 S El Camino Real Unit: 201 Encinitas, CA 92024 | Building (Residential) | Finaled | 2024-10-30 | 19200 | Master permit BLDR-033147-2024. hot and cold water repipe of entire building 24 units. 12 units on 1st floor and 12 units on 2nd floor. | Alteration & Repair | 2024-10-29 | 2024-11-22 | 3000 |  | New Encinitas | 2025-05-12 | 2024-11-22 | 0 | Esteban Cisneros
BLDR-033417-2024 | 1750 S El Camino Real Unit: 203 Encinitas, CA 92024 | Building (Residential) | Finaled | 2024-10-30 | 19200 | Master permit BLDR-033147-2024. hot and cold water repipe of entire building 24 units. 12 units on 1st floor and 12 units on 2nd floor. | Alteration & Repair | 2024-10-29 | 2024-11-22 | 3000 |  | New Encinitas | 2025-05-12 | 2024-11-22 | 0 | Esteban Cisneros
BLDR-033419-2024 | 1750 S El Camino Real Unit: 205 Encinitas, CA 92024 | Building (Residential) | Finaled | 2024-10-30 | 19200 | Master permit BLDR-033147-2024. hot and cold water repipe of entire building 24 units. 12 units on 1st floor and 12 units on 2nd floor. | Alteration & Repair | 2024-10-29 | 2024-11-22 | 3000 |  | New Encinitas | 2025-05-12 | 2024-11-22 | 0 | Esteban Cisneros
BLDR-033418-2024 | 1750 S El Camino Real Unit: 204 Encinitas, CA 92024 | Building (Residential) | Finaled | 2024-10-30 | 19200 | Master permit BLDR-033147-2024. hot and cold water repipe of entire building 24 units. 12 units on 1st floor and 12 units on 2nd floor. | Alteration & Repair | 2024-10-29 | 2024-11-22 | 3000 |  | New Encinitas | 2025-05-12 | 2024-11-22 | 0 | Esteban Cisneros
BLDR-033420-2024 | 1750 S El Camino Real Unit: 206 Encinitas, CA 92024 | Building (Residential) | Finaled | 2024-10-30 | 19200 | Master permit BLDR-033147-2024. hot and cold water repipe of entire building 24 units. 12 units on 1st floor and 12 units on 2nd floor. | Alteration & Repair | 2024-10-29 | 2024-11-22 | 3000 |  | New Encinitas | 2025-05-12 | 2024-11-22 | 0 | Esteban Cisneros
BLDR-033401-2024 | 1750 S El Camino Real Unit: 104 Encinitas, CA 92024 | Building (Residential) | Finaled | 2024-10-30 | 19200 | Master permit BLDR-033147-2024. hot and cold water repipe of entire building 24 units. 12 units on 1st floor and 12 units on 2nd floor. | Alteration & Repair | 2024-10-29 | 2024-11-19 | 3000 |  | New Encinitas | 2025-05-12 | 2024-11-19 | 0 | Esteban Cisneros
BLDR-033405-2024 | 1750 S El Camino Real Unit: 107 Encinitas, CA 92024 | Building (Residential) | Finaled | 2024-10-30 | 19200 | Master permit BLDR-033147-2024. hot and cold water repipe of entire building 24 units. 12 units on 1st floor and 12 units on 2nd floor. | Alteration & Repair | 2024-10-29 | 2024-11-19 | 3000 |  | New Encinitas | 2025-05-12 | 2024-11-19 | 0 | Esteban Cisneros
BLDR-033403-2024 | 1750 S El Camino Real Unit: 105 Encinitas, CA 92024 | Building (Residential) | Finaled | 2024-10-30 | 19200 | Master permit BLDR-033147-2024. hot and cold water repipe of entire building 24 units. 12 units on 1st floor and 12 units on 2nd floor. | Alteration & Repair | 2024-10-29 | 2024-11-19 | 3000 |  | New Encinitas | 2025-05-12 | 2024-11-19 | 0 | Esteban Cisneros
BLDR-033400-2024 | 1750 S El Camino Real Unit: 103 Encinitas, CA 92024 | Building (Residential) | Finaled | 2024-10-30 | 19200 | Master permit BLDR-033147-2024. hot and cold water repipe of entire building 24 units. 12 units on 1st floor and 12 units on 2nd floor. | Alteration & Repair | 2024-10-29 | 2024-11-19 | 3000 |  | New Encinitas | 2025-05-12 | 2024-11-19 | 0 | Esteban Cisneros
BLDR-033407-2024 | 1750 S El Camino Real Unit: 109 Encinitas, CA 92024 | Building (Residential) | Finaled | 2024-10-30 | 19200 | Master permit BLDR-033147-2024. hot and cold water repipe of entire building 24 units. 12 units on 1st floor and 12 units on 2nd floor. | Alteration & Repair | 2024-10-29 | 2024-11-19 | 3000 |  | New Encinitas | 2025-05-12 | 2024-11-19 | 0 | Esteban Cisneros
BLDR-033317-2024 | 1740 S El Camino Real Unit: 106 Encinitas, CA 92024 | Building (Residential) | Finaled | 2024-10-30 | 12800 | Master Permit BLDR-033166-2044. hot and cold water repipe of entire building all 16 units. 2x2 holes open on one side of the unit to gain access to the pipes in order to avoid working of fire wall | Alteration & Repair | 2024-10-23 | 2024-11-08 | 3000 |  | New Encinitas | 2025-05-07 | 2024-11-08 | 0 | Esteban Cisneros
BLDR-033409-2024 | 1750 S El Camino Real Unit: 111 Encinitas, CA 92024 | Building (Residential) | Finaled | 2024-10-30 | 19200 | Master permit BLDR-033147-2024. hot and cold water repipe of entire building 24 units. 12 units on 1st floor and 12 units on 2nd floor. | Alteration & Repair | 2024-10-29 | 2024-11-22 | 3000 |  | New Encinitas | 2025-05-21 | 2024-11-22 | 0 | Esteban Cisneros
BLDR-033408-2024 | 1750 S El Camino Real Unit: 110 Encinitas, CA 92024 | Building (Residential) | Finaled | 2024-10-30 | 19200 | Master permit BLDR-033147-2024. hot and cold water repipe of entire building 24 units. 12 units on 1st floor and 12 units on 2nd floor. | Alteration & Repair | 2024-10-29 | 2024-11-19 | 3000 |  | New Encinitas | 2025-05-12 | 2024-11-19 | 0 | Esteban Cisneros
BLDR-033424-2024 | 1750 S El Camino Real Unit: 210 Encinitas, CA 92024 | Building (Residential) | Finaled | 2024-10-30 | 19200 | Master permit BLDR-033147-2024. hot and cold water repipe of entire building 24 units. 12 units on 1st floor and 12 units on 2nd floor. | Alteration & Repair | 2024-10-29 | 2024-11-22 | 3000 |  | New Encinitas | 2025-05-12 | 2024-11-22 | 0 | Esteban Cisneros
BLDR-033425-2024 | 1750 S El Camino Real Unit: 211 Encinitas, CA 92024 | Building (Residential) | Finaled | 2024-10-30 | 19200 | Master permit BLDR-033147-2024. hot and cold water repipe of entire building 24 units. 12 units on 1st floor and 12 units on 2nd floor. | Alteration & Repair | 2024-10-29 | 2024-11-22 | 3000 |  | New Encinitas | 2025-05-21 | 2024-11-22 | 0 | Esteban Cisneros
BLDR-033426-2024 | 1750 S El Camino Real Unit: 212 Encinitas, CA 92024 | Building (Residential) | Finaled | 2024-10-30 | 19200 | Master permit BLDR-033147-2024. hot and cold water repipe of entire building 24 units. 12 units on 1st floor and 12 units on 2nd floor. | Alteration & Repair | 2024-10-29 | 2024-11-22 | 3000 |  | New Encinitas | 2025-05-12 | 2024-11-22 | 0 | Esteban Cisneros
BLDR-033422-2024 | 1750 S El Camino Real Unit: 208 Encinitas, CA 92024 | Building (Residential) | Finaled | 2024-10-30 | 19200 | Master permit BLDR-033147-2024. hot and cold water repipe of entire building 24 units. 12 units on 1st floor and 12 units on 2nd floor. | Alteration & Repair | 2024-10-29 | 2024-11-22 | 3000 |  | New Encinitas | 2025-05-21 | 2024-11-22 | 0 | Esteban Cisneros
BLDR-033423-2024 | 1750 S El Camino Real Unit: 209 Encinitas, CA 92024 | Building (Residential) | Finaled | 2024-10-30 | 19200 | Master permit BLDR-033147-2024. hot and cold water repipe of entire building 24 units. 12 units on 1st floor and 12 units on 2nd floor. | Alteration & Repair | 2024-10-29 | 2024-11-22 | 3000 |  | New Encinitas | 2025-05-12 | 2024-11-22 | 0 | Esteban Cisneros
BLDR-033421-2024 | 1750 S El Camino Real Unit: 207 Encinitas, CA 92024 | Building (Residential) | Finaled | 2024-10-30 | 19200 | Master permit BLDR-033147-2024. hot and cold water repipe of entire building 24 units. 12 units on 1st floor and 12 units on 2nd floor. | Alteration & Repair | 2024-10-29 | 2024-11-22 | 3000 |  | New Encinitas | 2025-05-12 | 2024-11-22 | 0 | Esteban Cisneros
MEPR-033363-2024 | 3425 Dove Hollow Rd Encinitas, CA 92024 | MEP (Residential) | Finaled | 2024-10-30 | 0 | Solar ONLY: Roof Top PV 9.45kW, (21) Solar Modules, (9) Inverters. Energy Storage 10kW, (2) Powerwall 3, (1) Back Up Switch. | Energy Efficiency | 2024-10-25 | 2024-12-10 | 48000 |  | Olivenhain | 2025-06-09 | 2024-12-10 | 0 | Esteban Cisneros
MEPR-033347-2024 | 1329 Caminito Septimo Cardiff-by-the-Sea, CA 92007 | MEP (Residential) | Finaled | 2024-10-30 | 0 | LIKE FOR LIKE REPLACEMENT OF 100A METERED GARAGE ELECTRICAL PANEL | Service Change | 2024-10-24 | 2024-12-03 | 0 |  | Cardiff-By-The-Sea | 2025-06-02 | 2024-12-03 | 0 | Esteban Cisneros
MEPR-033207-2024 | 736 Arden Dr Encinitas, CA 92024 | MEP (Residential) | Finaled | 2024-10-30 | 0 | BATTERY ONLY: RESIDENTIAL ROOF MOUNTED SOLAR PV[SEPARATE PERMIT REQUIRED] WITH BATTERY BACK UP | New Installation | 2024-10-15 | 2024-11-15 | 10000 |  | Old Encinitas | 2025-05-14 | 2024-11-15 | 0 | Esteban Cisneros
BLDR-033147-2024 | 1750 S El Camino Real Unit: 101 Encinitas, CA 92024 | Building (Residential) | Finaled | 2024-10-30 | 19200 | Master permit BLDR-033147-2024. hot and cold water repipe of entire building 24 units. 12 units on 1st floor and 12 units on 2nd floor. | Alteration & Repair | 2024-10-09 | 2024-12-03 | 72000 |  | New Encinitas | 2025-06-02 | 2024-12-03 | 0 | Esteban Cisneros
MEPR-033358-2024 | 1318 Walnutview Dr Encinitas, CA 92024 | MEP (Residential) | Issued | 2024-10-30 | 0 | roof mount PV no battery or service upgrade | Energy Efficiency | 2024-10-25 |  | 14545 |  | New Encinitas | 2025-06-17 | 2024-12-19 | 0 | Esteban Cisneros
MEPC-031593-2024 | 346 Santa Fe Dr Encinitas, CA 92024 | MEP (Non-Residential) | Issued | 2024-10-30 | 0 | Installation of two Electric Vehicle (EV) Chargers within an existing parking structure immediately adjacent to the 310 Santa Fe Dr facility, to accomodate an ADA accessible and a Van Accessible EVCS. | Energy Efficiency | 2024-06-25 |  | 30000 |  | Old Encinitas | 2025-10-30 |  | 0 | Esteban Cisneros
BLDR-031289-2024 | 1506 Summit Ave Cardiff-by-the-Sea, CA 92007 | Building (Residential) | Issued | 2024-10-30 | 2304 | Addition to, and remodeling of, an existing two-story single-family dwelling | Addition | 2024-05-29 |  | 325000 |  | Cardiff-By-The-Sea | 2025-06-18 | 2024-12-20 | 0 | Esteban Cisneros
MEPR-033131-2024 | 707 Stratford Dr Encinitas, CA 92024 | MEP (Residential) | Finaled | 2024-10-31 | 0 | msp upgrade to 200A | Service Change | 2024-10-08 | 2024-11-06 | 0 |  | Old Encinitas | 2025-05-05 | 2024-11-06 | 0 | Esteban Cisneros
MEPR-032964-2024 | 438 Cerro St Encinitas, CA 92024 | MEP (Residential) | Finaled | 2024-10-31 | 0 | battery add on to existing solar | New Installation | 2024-09-27 | 2024-11-01 | 0 |  | New Encinitas | 2025-04-30 | 2024-11-01 | 0 | Esteban Cisneros
MEPR-033359-2024 | 633 Brae Mar Ct Encinitas, CA 92024 | MEP (Residential) | Finaled | 2024-10-31 | 0 | change out 50 gallon tank water heater in garage | Water Heater | 2024-10-25 | 2024-12-05 | 3943 |  | Leucadia | 2025-06-03 | 2024-12-05 | 0 | Esteban Cisneros
MEPR-033366-2024 | 1605 Burgundy Rd Encinitas, CA 92024 | MEP (Residential) | Finaled | 2024-10-31 | 0 | 14.40DC kW 10.44 AC kW PV Roof Mounted System | Energy Efficiency | 2024-10-25 | 2024-12-26 | 0 |  | Leucadia | 2025-06-24 | 2024-12-26 | 0 | Esteban Cisneros
BLDR-025237-2023 | 734 Edelweiss Ln Encinitas, CA 92024 | Building (Residential) | Issued | 2024-10-31 | 200 | Application for 40 foot retaining wall on the boundary of the 734 Edelweiss Lane property. Addressing notice: CODE-005161-2023 | Retaining Wall | 2023-04-03 |  | 15000 |  | Olivenhain | 2025-07-01 | 2025-01-02 | 0 | Esteban Cisneros
MEPR-033398-2024 | 1186 Santa Fe Dr Encinitas, CA 92024 | MEP (Residential) | Issued | 2024-11-01 | 0 | INSTALL 66 GALLON ELECTRIC HEAT PUMP WATER HEATER W/ ELECTRICAL CIRCUIT | Water Heater | 2024-10-29 |  | 0 |  | Old Encinitas | 2025-11-01 |  | 0 | Esteban Cisneros
MEPR-033361-2024 | 1104 Stratford Dr Encinitas, CA 92024 | MEP (Residential) | Issued | 2024-11-01 | 0 | Energy Storage 10kW, (2) Powerwall 3, (1) Tesla Gateway | New Installation | 2024-10-25 |  | 29995 |  | Old Encinitas | 2025-11-01 |  | 0 | Esteban Cisneros
MEPR-033396-2024 | 1703 Burgundy Rd Encinitas, CA 92024 | MEP (Residential) | Issued | 2024-11-01 | 0 | REPLACE TANKLESS WATER HEATER - GARAGE | Water Heater | 2024-10-29 |  | 4491 |  | Leucadia | 2025-11-01 |  | 0 | Esteban Cisneros
MEPR-033271-2024 | 2108 Sea Village Cir Cardiff-by-the-Sea, CA 92007 | MEP (Residential) | Issued | 2024-11-01 | 0 | Replace existing furnace with like | Alteration & Repair | 2024-10-18 |  | 4000 |  | Cardiff-By-The-Sea | 2025-11-01 |  | 0 | Esteban Cisneros
MEPR-033432-2024 | 319 N Willowspring Dr Encinitas, CA 92024 | MEP (Residential) | Issued | 2024-11-01 | 0 | Replace Furnace & Condenser | Alteration & Repair | 2024-10-30 |  | 13175 |  | New Encinitas | 2025-11-01 |  | 0 | Esteban Cisneros
MEPR-033368-2024 | 729 Neptune Ave Unit: 1 Encinitas, CA 92024 | MEP (Residential) | Finaled | 2024-11-01 | 0 | Installation of one (1) Tesla Powerwall2 battery and one (1) Tesla Powerwall+ Battery | New Installation | 2024-10-25 | 2024-11-12 | 0 |  | Leucadia | 2025-05-12 | 2024-11-12 | 0 | Esteban Cisneros
MEPR-033365-2024 | 1222 N Coast Highway 101 Encinitas, CA 92024 | MEP (Residential) | Finaled | 2024-11-01 | 0 | REPLACE AC AND FURNACE | Alteration & Repair | 2024-10-25 | 2024-12-06 | 0 |  | Leucadia | 2025-06-04 | 2024-12-06 | 0 | Esteban Cisneros
MEPR-033364-2024 | 3425 Dove Hollow Rd Encinitas, CA 92024 | MEP (Residential) | Finaled | 2024-11-01 | 0 | BATTERY ONLY: Energy Storage 10kW, (2) Powerwall 3, (1) Back Up Switch. | New Installation | 2024-10-25 | 2024-12-10 | 0 |  | Olivenhain | 2025-06-09 | 2024-12-10 | 0 | Esteban Cisneros
MEPR-033381-2024 | 2046 Winsome Way Encinitas, CA 92024 | MEP (Residential) | Issued | 2024-11-01 | 0 | Replace Water Heater, Like for Like, Inside Garage | Water Heater | 2024-10-28 |  | 0 |  | New Encinitas | 2025-05-13 | 2024-11-14 | 0 | Esteban Cisneros
MEPR-033437-2024 | 1754 Crest Dr Encinitas, CA 92024 | MEP (Residential) | Issued | 2024-11-01 | 0 | pv solar roof mount | Energy Efficiency | 2024-10-30 |  | 0 |  | Cardiff-By-The-Sea | 2025-05-19 | 2024-11-18 | 0 | Esteban Cisneros
MEPR-033433-2024 | 235 May Ct Cardiff-by-the-Sea, CA 92007 | MEP (Residential) | Issued | 2024-11-01 | 0 | Installation of a 7.04kW roof mounted solar system. | Energy Efficiency | 2024-10-30 |  | 0 |  | Cardiff-By-The-Sea | 2025-05-19 | 2024-11-19 | 0 | Esteban Cisneros
MEPR-033412-2024 | 1010 Arden Dr Encinitas, CA 92024 | MEP (Residential) | Issued | 2024-11-01 | 0 | REPLACE 40 GAL WATER HEATER | Water Heater | 2024-10-29 |  | 2599 |  | Old Encinitas | 2025-05-20 | 2024-11-21 | 0 | Esteban Cisneros
BLDR-029725-2024 | 312 Norfolk Dr Cardiff-by-the-Sea, CA 92007 | Building (Residential) | Issued | 2024-11-01 | 3529 | PROJECT DESCRIPTION: THE DEMOLITION OF A 1,605 SF SINGLE FAMILY RESIDENCE AND ATTACHED 512 SF GARAGE AND THE CONSTRUCTION OF A NEW 3,539 SF, TWO-LEVEL SINGLE FAMILY RESIDENCE AND ATTACHED 441 SF GARAGE. CASE NOS. MULTI-005855-2022, DR-005856-2022, BADJ-005857-2022, & CDP-005859-2022 | New Construction | 2024-01-25 |  | 1194000 | Laurlund Residence | Cardiff-By-The-Sea | 2025-06-16 | 2024-12-17 | 0 | Esteban Cisneros
MEPR-033442-2024 | 1246 San Dieguito Dr Encinitas, CA 92024 | MEP (Residential) | Issued | 2024-11-01 | 0 | Roof mounted residential solar PV 4.9KWDC 3.4KWAC 12 modules/micro-inverters, 1 combiner box | Energy Efficiency | 2024-10-30 |  | 9840 |  | Old Encinitas | 2025-11-01 |  | 0 | Esteban Cisneros
MEPR-033402-2024 | 1564 Neptune Ave Encinitas, CA 92024 | MEP (Residential) | Issued | 2024-11-04 | 0 | REPLACE FURNACE | Alteration & Repair | 2024-10-29 |  | 0 |  | Leucadia | 2025-11-04 |  | 0 | Esteban Cisneros
BLDR-031450-2024 | 1403 Willowview Ct Encinitas, CA 92024 | Building (Residential) | Issued | 2024-11-04 | 1494 | 124 sf addition and 1370 sf int kitchen and bathroom remodel | Addition | 2024-06-12 |  | 250000 |  | New Encinitas | 2025-11-04 |  | 0 | Esteban Cisneros
BLDC-030859-2024 | 2695 Manchester Ave Unit: CL-A Cardiff-by-the-Sea, CA 92007 | Building (Non-Residential) | Issued | 2024-11-04 | 1008 | T-MOBILE PROPOSES TO MODIFY AN EXISTING WIRELESS INSTALLATION. THE SCOPE WILL CONSIST OF THE FOLLOWING: â€¢ REMOVE (6) EXISTING T-MOBILE AIR 21 PANEL ANTENNAS â€¢ REMOVE (2) EXISTING T-MOBILE EQUIPMENT CABINETS@ GROUND EQUIPMENT AREA â€¢ REMOVE (1) EXISTING T-MOBILE DUW30 FROM (E) CABINET@GROUND EQUIPMENT AREA â€¢ REMOVE (3) EXISTING T-MOBILE 3X6 HCS â€¢ RELOCATE (1) EXISTING T-MOBILE BB6630 TO (N) 6160 CABINET@GROUND EQUIPMENT AREA â€¢ RELOCATE (1) EXISTING T-MOBILE DUG20 TO (N) 6160 CABINET@GROUND EQUIPMENT AREA â€¢ INSTALL (3) NEWT-MOBILE AIR 6419 PANEL ANTENNAS â€¢ INSTALL (3) NEWT-MOBILE 6'-0" OCTO PANEL ANTENNAS â€¢ INSTALL (3) NEWT-MOBILE 4460 B25+66 @ANTENNA LEVEL â€¢ INSTALL (3) NEWT-MOBILE 4480 B71+B85@ANTENNA LEVEL â€¢ INSTALL (1) NEWT-MOBILE 6160 CABINET@GROUND EQUIPMENT AREA â€¢ INSTALL (1) NEWT-MOBILE B160 BATTERY CABINET@GROUND EQUIPMENT AREA â€¢ INSTALL (2) NEWT-MOBILE RP6651 IN (N) 6160 CABINET@GROUND EQUIPMENT AREA â€¢ INSTALL (1) NEWT-MOBILE 6601 IN (N) 6160 CABINET@GROUND EQUIPMENT AREA â€¢ INSTALL (1) NEWT-MOBILE IXRE ROUTER IN (N) 6160 CABINET@GROUND EQUIPMENT AREA â€¢ INSTALL (12) NEWT-MOBILE 190AH BATTERIES IN (N) B160 CABINET@ GROUND EQUIPMENT AREA â€¢ INSTALL (1) NEWT-MOBILE CAMLOCK@GROUND EQUIPMENT AREA â€¢ INSTALL (3) NEWT-MOBILE 6X12 4AWG (60M. SOM, SOM) HYBRID CABLE SYSTEM (HCS) ' UPGRADE AC DISTRIBUTION BREAKER TO 150 AMP â€¢ NEW PANEL ANTENNAS TO BE PAINTED TO MATCH (E) BUILDING ' SUBSTANTIAL CONFORMANCE REVIEW TO DETERMINE CONFORMANCE TO 2006-239 ADR CDP ' NO GRADING IS PROPOSED â€¢ NO DISTURBANCE OF LAND IS PROPOSED ' NO INCREASE/DECREASE OF IMPERVIOUS SURFACES ARE PROPOSED | Tenant Improvement | 2024-04-23 |  | 45000 |  | Cardiff-By-The-Sea | 2025-11-04 |  | 0 | Esteban Cisneros
MEPR-033431-2024 | 351 Via Andalusia Encinitas, CA 92024 | MEP (Residential) | Finaled | 2024-11-04 | 0 | Upgrade gas meter with SDGE | Alteration & Repair | 2024-10-30 | 2024-11-12 | 0 |  | New Encinitas | 2025-05-12 | 2024-11-12 | 0 | Esteban Cisneros
MEPR-033436-2024 | 571 Crest Dr Encinitas, CA 92024 | MEP (Residential) | Finaled | 2024-11-04 | 0 | whole house pex a repipe of 15 fixtures | Alteration & Repair | 2024-10-30 | 2024-11-12 | 5000 |  | New Encinitas | 2025-05-12 | 2024-11-12 | 0 | Esteban Cisneros
BLDR-032728-2024 | 1368 Hymettus Ave Encinitas, CA 92024 | Building (Residential) | Issued | 2024-11-04 | 40 | 40 LF OF MAX 5' HIGH RETAINING WALL - CITY STANDARD | Retaining Wall | 2024-09-17 |  | 10000 |  | Leucadia | 2025-06-02 | 2024-12-04 | 0 | Esteban Cisneros
BLDR-033066-2024 | 2516 El Camino Del Norte Encinitas, CA 92024 | Building (Residential) | Issued | 2024-11-04 | 1200 | We would like to remove a shed that is on the section of property we are working to add an ADU. The shed was built with reclaimed around 1920. It does not have electricity. A small section of it does have running water. | Demolition | 2024-10-04 |  | 270000 | Perkis ADU | Olivenhain | 2025-11-04 |  | 0 | Esteban Cisneros
BLDR-030116-2024 | 1610 Summit Ave Cardiff-by-the-Sea, CA 92007 | Building (Residential) | Issued | 2024-11-04 | 4871 | NEW 2-STORY, 4 BED, 4.5 BATH RESIDENTIAL HOME WITH HARD/LANDSCAPING, THREE CAR GARAGE ON PREVIOUSLY UNDEVELOPED LOT. PROPERTY LINE ON SUMMIT AVE TO BE MOVED 3 FEET TO ACHIEVE 56 FOOT RIGHT-OF-WAY. | New Construction | 2024-02-23 |  | 1800000 |  | Cardiff-By-The-Sea | 2025-06-09 | 2024-12-10 | 0 | Esteban Cisneros
BLDR-033352-2024 | 1936 Circle Park Ln Encinitas, CA 92024 | Building (Residential) | Finaled | 2024-11-04 | 2000 | Remove existing Roof and install Gaf Timberline Lifetime Shingles on Pitched and Modified Membrane on Flat Roof to Mfg. Specifications. | ReRoof | 2024-10-24 | 2024-11-14 | 12000 |  | New Encinitas | 2025-05-13 | 2024-11-14 | 0 | Esteban Cisneros
BLDR-033353-2024 | 2356 Montgomery Ave Cardiff-by-the-Sea, CA 92007 | Building (Residential) | Issued | 2024-11-04 | 1600 | remove existing tiles and underlayment, install 16 squares of new asphalt shingles. | ReRoof | 2024-10-24 |  | 17724 |  | Cardiff-By-The-Sea | 2025-05-19 | 2024-11-20 | 0 | Esteban Cisneros
MEPR-033367-2024 | 278 Sharp Pl Encinitas, CA 92024 | MEP (Residential) | Finaled | 2024-11-04 | 0 | New Energy Storage System Installation | New Installation | 2024-10-25 | 2024-11-21 | 0 |  | New Encinitas | 2025-05-20 | 2024-11-21 | 0 | Esteban Cisneros
BLDR-032629-2024 | 849 Eugenie Ave Encinitas, CA 92024 | Building (Residential) | Issued | 2024-11-05 | 408 | Demolition of existing attached garage | Demolition | 2024-09-10 |  | 20000 |  | Leucadia | 2025-11-05 |  | 0 | Esteban Cisneros
MEPR-033309-2024 | 943 Crest Dr Encinitas, CA 92024 | MEP (Residential) | Issued | 2024-11-05 | 0 | 27.0KWH Energy Storage Expansion to current 13.5KWH System | New Installation | 2024-10-23 |  | 0 |  | New Encinitas | 2025-11-05 |  | 0 | Esteban Cisneros
MEPR-033467-2024 | 1657 Hill Top Ln Encinitas, CA 92024 | MEP (Residential) | Issued | 2024-11-05 | 0 | SOLAR ONLY: Roof Top PV 4.68kW, (11) Solar Modules, (11) Micro Inverters. Energy Storage 4.8kW, (1) SCORE P10. NEW 125A Main Panel Upgrade | Energy Efficiency | 2024-10-31 |  | 35092 |  | New Encinitas | 2025-11-05 |  | 0 | Esteban Cisneros
MEPR-033346-2024 | 1421 Caminito Septimo Cardiff-by-the-Sea, CA 92007 | MEP (Residential) | Finaled | 2024-11-05 | 0 | LIKE FOR LIKE REPLACEMENT OF 100A METERED GARAGE PANEL | Service Change | 2024-10-24 | 2024-12-03 | 0 |  | Inside City | 2025-06-02 | 2024-12-03 | 0 | Esteban Cisneros
BLDR-032144-2024 | 1295 Urania Ave Encinitas, CA 92024 | Building (Residential) | Issued | 2024-11-05 | 512 | Proposed Gunite Pool and spa 512 sq ft 32x16 gas line for outdoor f-pit | Pool | 2024-08-05 |  | 90000 |  | Leucadia | 2025-11-05 | 2024-12-03 | 0 | Esteban Cisneros
BLDR-032251-2024 | 791 Lynwood Dr Encinitas, CA 92024 | Building (Residential) | Issued | 2024-11-05 | 306 | 1.) PROPOSED PATIO COVER (147 sqft) 14' x 10'-6" (10' MAX HEIGHT) WITH 8' FULL HEIGHT MASONRY WALL. 2.) PROPOSED CITY STANDARD FIREPLACE (6'-6'' MAX HEIGHT) (60 sqft) 3.) PROPOSED GAS RUN TRENCHED -18'', 1.5'' POLY GAS LINE, 99 LF TO FIREPLACE STUB OUT (75K BTU) | Temporary or Accessory Structure | 2024-08-13 |  | 15000 |  | Leucadia | 2025-05-12 | 2024-11-13 | 0 | Esteban Cisneros
MEPR-033354-2024 | 610 Arden Dr Unit: 1 Encinitas, CA 92024 | MEP (Residential) | Issued | 2024-11-05 | 0 | 200a PANEL UPGRADE | Service Change | 2024-10-24 |  | 0 |  | Old Encinitas | 2025-06-16 | 2024-12-18 | 0 | Esteban Cisneros
MEPR-033443-2024 | 1246 San Dieguito Dr Encinitas, CA 92024 | MEP (Residential) | Issued | 2024-11-05 | 0 | Install 2 5.0KWh ESS | Alteration & Repair | 2024-10-30 |  | 16200 |  | Old Encinitas | 2025-11-05 |  | 0 | Esteban Cisneros
BLDR-031158-2024 | 1031 Neptune Ave Encinitas, CA 92024 | Building (Residential) | Issued | 2024-11-05 | 221 | ONE BEDROOM ADDITION. THREE BATHROOM AND KITCHEN REMODEL. DECK REPAIRS. | Addition | 2024-05-16 |  | 210000 |  | Leucadia | 2025-11-05 |  | 0 | Esteban Cisneros
MEPR-033475-2024 | 1201 Ustica Pl Unit: 102 Encinitas, CA 92024 | MEP (Residential) | Issued | 2024-11-06 | 0 | Roof Mount Solar- 2.84kW 7 Modules/micro-inverters - Plan type 13. SHEA Homes - Fox Point Farms-Flats(13 plex) - Phase 305 - Lot 2106 - Solar Master Plan : MEPR-022192-2022 | Energy Efficiency | 2024-11-01 |  | 7000 |  | Leucadia | 2025-11-06 |  | 0 | Esteban Cisneros
MEPR-033476-2024 | 1201 Ustica Pl Unit: 103 Encinitas, CA 92024 | MEP (Residential) | Issued | 2024-11-06 | 0 | Roof Mount Solar- 2.84kW 7 Modules/micro-inverters - Plan type 13. SHEA Homes - Fox Point Farms-Flats(13 plex) - Phase 305 - Lot 2107 - Solar Master Plan : MEPR-022192-2022 | Energy Efficiency | 2024-11-01 |  | 7000 |  | Leucadia | 2025-11-06 |  | 0 | Esteban Cisneros
MEPR-033482-2024 | 1201 Ustica Pl Unit: 202 Encinitas, CA 92024 | MEP (Residential) | Issued | 2024-11-06 | 0 | Roof Mount Solar- 2.84kW 7 Modules/micro-inverters - Plan type 14. SHEA Homes - Fox Point Farms-Flats(13 plex) - Phase 305 - Lot 2110 - Solar Master Plan : MEPR-022192-2022 | Energy Efficiency | 2024-11-01 |  | 7000 |  | Leucadia | 2025-11-06 |  | 0 | Esteban Cisneros
MEPR-033480-2024 | 1201 Ustica Pl Unit: 201 Encinitas, CA 92024 | MEP (Residential) | Issued | 2024-11-06 | 0 | Roof Mount Solar- 2.84kW 7 Modules/micro-inverters - Plan type 15. SHEA Homes - Fox Point Farms-Flats(13 plex) - Phase 305 - Lot 2109 - Solar Master Plan : MEPR-022192-2022 | Energy Efficiency | 2024-11-01 |  | 7000 |  | Leucadia | 2025-11-06 |  | 0 | Esteban Cisneros
MEPR-033483-2024 | 1201 Ustica Pl Unit: 101 Encinitas, CA 92024 | MEP (Residential) | Issued | 2024-11-06 | 0 | Roof Mount Solar- 2.84kW 7 Modules/micro-inverters - Plan type 11. SHEA Homes - Fox Point Farms-Flats(13 plex) - Phase 305 - Lot 2105 - Solar Master Plan : MEPR-022192-2022 | Energy Efficiency | 2024-11-01 |  | 7000 |  | Leucadia | 2025-11-06 |  | 0 | Esteban Cisneros
BLDR-033392-2024 | 2038 Freda Ln Cardiff-by-the-Sea, CA 92007 | Building (Residential) | Issued | 2024-11-06 | 3200 | Re-Roof | ReRoof | 2024-10-29 |  | 30532 |  | Cardiff-By-The-Sea | 2025-11-06 |  | 0 | Esteban Cisneros
MEPR-033468-2024 | 1657 Hill Top Ln Encinitas, CA 92024 | MEP (Residential) | Issued | 2024-11-06 | 0 | NEW 125A Main Panel Upgrade | Service Change | 2024-10-31 |  | 0 |  | New Encinitas | 2025-11-06 |  | 0 | Esteban Cisneros
SIGN-155-1997 | 2410 El Camino Del Norte Encinitas, CA 92024 | Sign | Issued | 2024-11-06 | 0 | TEMP. OFF-SITE SIGN | Temporary | 1997-07-14 |  | 0 |  | Olivenhain | 2025-05-05 |  | 0 | Jim Kennedy
SIGN-156-1997 | 3211 Lone Hill Ln Encinitas, CA 92024 | Sign | Issued | 2024-11-06 | 0 | TEMP ON-SITE SIGN | Temporary | 1997-07-14 |  | 0 |  | Olivenhain | 2025-05-05 |  | 0 | Jim Kennedy
MEPR-033360-2024 | 2826 Santa Fe Vista Ct Encinitas, CA 92024 | MEP (Residential) | Issued | 2024-11-06 | 0 | Energy Storage 10kW, (2) Powerwall 3, (1) Energy Gateway | New Installation | 2024-10-25 |  | 29850 |  | Olivenhain | 2025-11-06 |  | 0 | Esteban Cisneros
MEPR-033469-2024 | 1645 Aryana Dr Encinitas, CA 92024 | MEP (Residential) | Issued | 2024-11-06 | 0 | SOLAR ONLY: Roof Top PV 8.55kW, (19) Solar Modules, (7) Solar Shutdown devices. Energy Storage 5kW, (1) Powerwall 3, (1) Energy Gateway 3.0 | Energy Efficiency | 2024-10-31 |  | 74800 |  | Leucadia | 2025-11-06 |  | 0 | Esteban Cisneros
MEPR-033466-2024 | 3451 Dove Hollow Rd Encinitas, CA 92024 | MEP (Residential) | Issued | 2024-11-06 | 0 | replace ac | Alteration & Repair | 2024-10-31 |  | 0 |  | Olivenhain | 2025-06-04 | 2024-12-06 | 0 | Esteban Cisneros
MEPR-033472-2024 | 1660 Leora Ln Encinitas, CA 92024 | MEP (Residential) | Finaled | 2024-11-06 | 0 | SOLAR ONLY: Roof Top PV 7.2kW, (16) Solar Modules, (6) Solar Shutdown devices. Energy Storage 5kW, (1) Powerwall 3, (1) Back Up Switch. | Energy Efficiency | 2024-10-31 | 2024-12-30 | 32650 |  | Leucadia | 2025-06-30 | 2024-12-30 | 0 | Esteban Cisneros
BLDR-032075-2024 | 224 Camino De Las Flores Encinitas, CA 92024 | Building (Residential) | Issued | 2024-11-06 | 250 | 1. NEW EXTERIOR DECK IN BACK YARD. 2. REMOVE WINDOW IN LIVING ROOM, REPLACE WITH DOUBLE DOOR. 3. EXPAND (WIDEN) OPENING FROM DINING ROOM INTO KITCHEN SPACE FOR BETTER FLOW BETWEEN SPACES. | Alteration & Repair | 2024-07-30 |  | 25000 |  | New Encinitas | 2025-06-23 | 2024-12-23 | 0 | Esteban Cisneros
BLDC-031297-2024 | 258 N El Camino Real Unit: B2 Encinitas, CA 92024 | Building (Non-Residential) | Issued | 2024-11-06 | 1391 | TENANT IMPROVEMENT IN AN EXISTING SHELL. NEW NON-BEARING WALLS, NEW CEILING FINISH AND LIGHTING FIXTURES, NEW UNDERGROUND PLUMBING AND NEW PLUMBING FIXTURES. (NO BAKING IS DONE IN HOUSE. ITS DELIVERED READY FOR PURCHASE "PREPACKAGED".) | Tenant Improvement | 2024-05-30 |  | 180000 |  | New Encinitas | 2025-06-17 | 2024-12-19 | 0 | Esteban Cisneros
BLDR-026834-2023 | 1537 Eolus Ave Encinitas, CA 92024 | Building (Residential) | Issued | 2024-11-07 | 489 | One story detached ADU | Accessory Dwelling Unit | 2023-06-27 |  | 59883 | Miralle ADU | Leucadia | 2025-11-07 |  | 0 | Esteban Cisneros
BLDR-033414-2024 | 155 Countrywood Ln Encinitas, CA 92024 | Building (Residential) | Issued | 2024-11-07 | 4170 | Tear off the existing roof system and haul away debris. Install GAF storm guard peel and stick in valleys and around pipes. Install GAF Tigerpaw synthetic underlayment to the roofing surface. Install metal flashings and GAF shingles. | ReRoof | 2024-10-29 |  | 35799 |  | New Encinitas | 2025-11-07 |  | 0 | Esteban Cisneros
BLDC-033544-2024 | 148 Aberdeen Dr Cardiff-by-the-Sea, CA 92007 | Building (Non-Residential) | Issued | 2024-11-07 | 580 | Partial Re-Roof / Remove existing shingles on front section of roof, install new underlayment, install new shingles | ReRoof | 2024-11-06 |  | 3000 |  | Cardiff-By-The-Sea | 2025-11-07 |  | 0 | Esteban Cisneros
BLDR-033446-2024 | 1743 Tattenham Rd Encinitas, CA 92024 | Building (Residential) | Issued | 2024-11-07 | 575 | T/off existing (1) layers of PVC roofing Install one layer of DenseDeck Roof boards; Install 60 Ml. Mule-Hide Tpo | ReRoof | 2024-10-30 |  | 12000 |  | Leucadia | 2025-11-07 |  | 0 | Esteban Cisneros
MEPR-032938-2024 | 2554 Meadowmist Ln Encinitas, CA 92024 | MEP (Residential) | Finaled | 2024-11-07 | 0 | battery add on to solar | New Installation | 2024-09-26 | 2024-11-13 | 0 |  | Olivenhain | 2025-05-12 | 2024-11-13 | 0 | Esteban Cisneros
BLDR-033518-2024 | 1292 Meadow Wood Pl Encinitas, CA 92024 | Building (Residential) | Finaled | 2024-11-07 | 42 | LIFT AND RELAY REMOVE EXISTING TILE ADD 2 LAYERS OF UNDERLAYMENT AND RE-INSTALL EXISTING TILE. | ReRoof | 2024-11-05 | 2024-12-04 | 20000 |  | New Encinitas | 2025-06-02 | 2024-12-04 | 0 | Esteban Cisneros
BLDR-033471-2024 | 1559 Caudor St Encinitas, CA 92024 | Building (Residential) | Issued | 2024-11-07 | 2800 | Full Re-Roof Composite Shingle Remove and Replace 28 Sqrs | ReRoof | 2024-10-31 |  | 26427 |  | Leucadia | 2025-06-03 | 2024-12-05 | 0 | Esteban Cisneros
MEPR-032293-2024 | 148 Grandview St Encinitas, CA 92024 | MEP (Residential) | Finaled | 2024-11-07 | 0 | SDGE will install new 630K BTU meter at existing location on East wall. One of their action items before proceeding is to have the municipality inspect & approve the house line. The purpose of this permit request is for the City of Encinitas to inspect & approve the gas house line as well as approval for the gas meter upgrade by SDGE. Thank you. | Alteration & Repair | 2024-08-16 | 2024-11-14 | 0 |  | Leucadia | 2025-05-13 | 2024-11-14 | 0 | Esteban Cisneros
BLDR-033236-2024 | 923 Melba Rd Encinitas, CA 92024 | Building (Residential) | Issued | 2024-11-07 | 1703 | Remove & dispose off existing roofing material, install new roof, re-flash pipes, vent to code. Installing Composition shingle on 15 sq and Torch Cap on 2.03 sq. | ReRoof | 2024-10-16 |  | 17467 |  | Inside City | 2025-05-19 | 2024-11-20 | 0 | Esteban Cisneros
BLDR-031769-2024 | 241 Via Del Cerrito Encinitas, CA 92024 | Building (Residential) | Pending Payment | 2024-11-07 | 748 | Addition of new detached ADU | Accessory Dwelling Unit | 2024-07-11 |  | 125000 |  | Olivenhain | 2025-11-07 | 2024-12-10 | 0 | Esteban Cisneros
MEPR-033445-2024 | 1246 San Dieguito Dr Encinitas, CA 92024 | MEP (Residential) | Issued | 2024-11-07 | 0 | Install 1 125A backup load panel | Service Change | 2024-10-30 |  | 2500 |  | Old Encinitas | 2025-11-07 |  | 0 | Esteban Cisneros
MEPR-033266-2024 | 1273 Calle Christopher Encinitas, CA 92024 | MEP (Residential) | Issued | 2024-11-12 | 0 | Energy Storage 5kW, (1) Solar Edge SE 10kW ENERGY BANK | New Installation | 2024-10-18 |  | 16000 |  | New Encinitas | 2025-11-12 |  | 0 | Esteban Cisneros
BLDR-032445-2024 | 1475 Ravean Ct Encinitas, CA 92024 | Building (Residential) | Issued | 2024-11-12 | 2757 | 18 SQ FT ADDITION TO 2ND FLOOR DECK. (UNDER (E) ROOF OVERHANG) 2) EXTERIOR OPENINGS MODIFICATION & ENLARGEMENT (NO CHANGES TO FRONT OF HOUSE VISIBLE FROM STREET EXCEPT COLORS -CS2. 3) AT REAR DECKS: ADD LAMINATE GLASS GUARDRAIL INFILL PANELS BETWEEN (E) WOOD POSTS. 4) EXTERIOR PAINTING: NEW EXTERIOR LIGHTER WHITE PAINT COLOR, AND HARMONIZING (E) DOORS & WINDOWS & RAILING COLORS WITH NEW â€œBROWN COLORâ€. 5) UPGRADE EXTERIOR BBQ AREA & NEW APPLIANCES. 6) INTERIOR REMODEL/RENOVATION: NEW FIREPLACE INSERTS, NEW APPLIANCES, AND PLUMBING FIXTURES THROUGHOUT, NEW INTERIOR STAIRCASE, NEW WATER HEATER AND HVAC SYSTEM, NEW GAS LINE FOR FUTURE FIRE PIT, UPGRADING ELECTRICAL, OUTLETS AND SWITCHES AND EXHAUST FANS. | Addition | 2024-08-28 |  | 298900 |  | Leucadia | 2025-11-12 |  | 0 | Esteban Cisneros
MEPR-033497-2024 | 847 Sandcastle Dr Cardiff-by-the-Sea, CA 92007 | MEP (Residential) | Issued | 2024-11-12 | 0 | 125A MPU | Service Change | 2024-11-03 |  | 2000 |  | Cardiff-By-The-Sea | 2025-05-12 | 2024-11-13 | 0 | Esteban Cisneros
MEPR-033579-2024 | 102 Solace Ct Encinitas, CA 92024 | MEP (Residential) | Issued | 2024-11-12 | 0 | Emergency Gas Leak repair | Alteration & Repair | 2024-11-12 |  | 0 |  | New Encinitas | 2025-05-12 | 2024-11-13 | 0 | Esteban Cisneros
MEPR-033481-2024 | 1398 Windsor Rd Cardiff-by-the-Sea, CA 92007 | MEP (Residential) | Finaled | 2024-11-12 | 0 | DRAIN REPAIRS - LENGTH: 30' SIZE: 3" (LAVS, TUB/SHOWER, TUB, SHOWER, TOILET, LAUNDRY SINK, WASHERS, KITCHEN SINK) | Alteration & Repair | 2024-11-01 | 2024-11-14 | 40417 |  | Cardiff-By-The-Sea | 2025-05-13 | 2024-11-14 | 0 | Esteban Cisneros
MEPR-033438-2024 | 1754 Crest Dr Encinitas, CA 92024 | MEP (Residential) | Issued | 2024-11-12 | 0 | battery | New Installation | 2024-10-30 |  | 0 |  | Cardiff-By-The-Sea | 2025-05-19 | 2024-11-18 | 0 | Esteban Cisneros
MEPR-032014-2024 | 1241 Neptune Ave Encinitas, CA 92024 | MEP (Residential) | Issued | 2024-11-12 | 0 | New 200Amp Panel Upgrade | Service Change | 2024-07-25 |  | 0 |  | Leucadia | 2025-05-19 | 2024-11-20 | 0 | Esteban Cisneros
BLDR-029931-2024 | 139 Avocado St Encinitas, CA 92024 | Building (Residential) | Issued | 2024-11-12 | 254 | BUILDING 1 : Additions to existing Single Family Dwellings (SFD) through enclosure of (E) attached patio covers. See Buildings 1 and 3. Building 1 (BLDR-029931-2024): Enclosure (addition) of existing 254 SF patio cover to become part of existing 871 SF SFD; 1,125 total SF upon completion. Building 3 (BLDR-030611-2024): Enclosure (addition) of existing 445 SF patio cover to become part of existing 497 SF SFD; 942 total SF upon completion. All proposed work is with in the existing footprint of the buildings. | Addition | 2024-02-09 |  | 104850 |  | Leucadia | 2025-11-12 |  | 0 | Esteban Cisneros
MEPR-033465-2024 | 1408 Caudor St Encinitas, CA 92024 | MEP (Residential) | Issued | 2024-11-12 | 0 | Panel upgrade from a 200AMP to a 400AMP for ADU | Alteration & Repair | 2024-10-31 |  | 25000 |  | Leucadia | 2025-05-21 | 2024-11-22 | 0 | Esteban Cisneros
BLDR-033510-2024 | 620 Ocean Crest Rd Cardiff-by-the-Sea, CA 92007 | Building (Residential) | Finaled | 2024-11-12 | 29 | Tear off old roof down to plywood , install new GAF Shingles | ReRoof | 2024-11-05 | 2024-11-18 | 20295 |  | Cardiff-By-The-Sea | 2025-05-12 | 2024-11-18 | 0 | Esteban Cisneros
SIGN-031604-2024 | 315 S Coast Highway 101 Encinitas, CA 92024 | Sign | Issued | 2024-11-13 | 66.2 | install 3 exterior signs | Permanent | 2024-06-26 |  | 15000 |  | Old Encinitas | 2025-05-12 |  | 0 | Esteban Cisneros
BLDR-023182-2022 | 2037 Village Wood Rd Encinitas, CA 92024 | Building (Residential) | Issued | 2024-11-13 | 1000 | Attached ADU in the back of single family home | Accessory Dwelling Unit | 2022-12-04 |  | 100000 |  | New Encinitas | 2025-11-13 |  | 0 | Esteban Cisneros
BLDR-032971-2024 | 3145 Caminito Ricardo Encinitas, CA 92024 | Building (Residential) | Issued | 2024-11-13 | 660 | GROUND MOUNTED PV SOLAR INSTALLATION WITH BATTERY BACKUP SYSTEM SIZE: DC STC: 12.870 KW SYSTEM SIZE: AC CEC: 11.500 KW SOLAR MODULES: (33 ) CANADIAN SOLAR 390 W INVERTER/BATTERY: (2) TESLA POWERWALL 3 [separate permit] | Temporary or Accessory Structure | 2024-09-27 |  | 73000 |  | Olivenhain | 2025-06-02 | 2024-12-03 | 0 | Esteban Cisneros
BLDR-033303-2024 | 2863 Calle Rancho Vista Encinitas, CA 92024 | Building (Residential) | Finaled | 2024-11-13 | 50 | Bathroom remodeling like to like removing and replacing shower pan tile, hot-mop, shower valve and head, vanity sink and faucet, toilet, 1 fan, 2 recessed light. | Alteration & Repair | 2024-10-22 | 2024-12-03 | 6800 |  | Olivenhain | 2025-06-02 | 2024-12-03 | 0 | Esteban Cisneros
MEPR-033473-2024 | 1770 Cottage Grove Dr Encinitas, CA 92024 | MEP (Residential) | Finaled | 2024-11-13 | 0 | Change out, like for like, Air Handler and duct work in the same locations. Adding new heat pump and disconnect in the right side yard. | Alteration & Repair | 2024-11-01 | 2024-12-05 | 25725 |  | New Encinitas | 2025-06-03 | 2024-12-05 | 0 | Esteban Cisneros
BLDR-033237-2024 | 1057 Crest Dr Encinitas, CA 92024 | Building (Residential) | Issued | 2024-11-13 | 500 | DEMO EXISTING POOL | Demolition | 2024-10-17 |  | 5000 |  | Old Encinitas | 2025-06-03 | 2024-12-05 | 0 | Esteban Cisneros
MEPR-033477-2024 | 319 Crocus Ct Encinitas, CA 92024 | MEP (Residential) | Finaled | 2024-11-13 | 0 | replacement of furnace like for like. | Alteration & Repair | 2024-11-01 | 2024-11-27 | 950 |  | Leucadia | 2025-05-27 | 2024-11-27 | 0 | Esteban Cisneros
MEPR-033485-2024 | 2333 Newcastle Ave Cardiff-by-the-Sea, CA 92007 | MEP (Residential) | Issued | 2024-11-13 | 0 | Level 2 EV Charger powered by a 60amp Circuit Breaker. Run #6 THHN c.u. & #10 THHN c.u. ground through <5 feet New Â¾â€ EMT conduit to power the Level 2 EV Charger at 48amp constant draw | Energy Efficiency | 2024-11-01 |  | 470 |  | Cardiff-By-The-Sea | 2025-06-02 | 2024-12-02 | 0 | Esteban Cisneros
MEPR-033600-2024 | 1921 Circle Park Ln Encinitas, CA 92024 | MEP (Residential) | Issued | 2024-11-13 | 0 | Panel replacement 125 amp | Service Change | 2024-11-13 |  | 2000 |  | New Encinitas | 2025-05-13 | 2024-11-14 | 0 | Esteban Cisneros
BLDR-028757-2023 | 1349 Neptune Ave Encinitas, CA 92024 | Building (Residential) | Issued | 2024-11-13 | 260 | AS BUILT: Corrections for City of Encinitas Notice of Violation Case # CODE-005783-2023 Items to be permitted under this permit: Roofing replacement (2,158 sq. ft.) New skylight to unit 1349, new deck addition (260 sq. ft.) to unit 1349 new fire pit and associated gas relocation of BBQ and associates electrical and gas new electrical for free standing hot tub new concrete pavers to replace existing concrete new concrete and 6" grass strips to replace existing concrete driveway | Alteration & Repair | 2023-11-09 |  | 42000 |  | Leucadia | 2025-05-19 | 2024-11-20 | 0 | Esteban Cisneros
BLDR-030616-2024 | 1432 Orangetree Ct Encinitas, CA 92024 | Building (Residential) | Issued | 2024-11-13 | 648 | Detached ADU | Accessory Dwelling Unit | 2024-04-04 |  | 160000 |  | New Encinitas | 2025-05-21 | 2024-11-22 | 0 | Esteban Cisneros
MEPR-031793-2024 | 130 Andrew Ave Encinitas, CA 92024 | MEP (Residential) | Finaled | 2024-11-13 | 0 | 200 amp electrical service replacement. (Like for like) same location. | Service Change | 2024-07-12 | 2024-12-12 | 6300 |  | Leucadia | 2025-06-10 | 2024-12-12 | 0 | Esteban Cisneros
BLDR-032976-2024 | 367 Arjuna Ct Encinitas, CA 92024 | Building (Residential) | Issued | 2024-11-13 | 608 | pool and spa 608 sf 400 sf concrete decking | Pool | 2024-09-29 |  | 75000 |  | New Encinitas | 2025-06-16 | 2024-12-18 | 0 | Esteban Cisneros
BLDR-032777-2024 | 1220 Molara Ln Encinitas, CA 92024 | Building (Residential) | Issued | 2024-11-13 | 1626 | Replace all electrical outlets/switches trims, replace all toilets, sinks and faucets, replace all appliances, add (1) pot filler above stove, add (1) light fixture above dining, move (1) electrical outlet above counter, add (1) electrical outlet above counter, add (1) electrical connection for beverage fridge, replace primary and bath 2 tile. | Alteration & Repair | 2024-09-18 |  | 40000 |  | Leucadia | 2025-06-25 | 2024-12-27 | 0 | Esteban Cisneros
BLDR-030853-2024 | 1431 Rubenstein Ave Cardiff-by-the-Sea, CA 92007 | Building (Residential) | Issued | 2024-11-13 | 497 | ELECTRIC: Connect new ADU sub panel to upgraded 400A main house service GAS: N/A - all electric - 497 SQ FT ATTACHED ADU + 114 SQ FT PATIO | Accessory Dwelling Unit | 2024-04-23 |  | 75000 | McArthur Residence ADU | Cardiff-By-The-Sea | 2025-07-02 | 2025-01-03 | 0 | Esteban Cisneros
MEPC-033563-2024 |  | MEP (Non-Residential) | Void | 2024-11-14 | 0 | change out 100k btu furnace in garage change out 60k btu furnace in attic | Alteration & Repair | 2024-11-08 |  | 14051 |  | Leucadia | 2025-11-14 |  | 0 | Esteban Cisneros
MEPR-033441-2024 | 351 Avenida De Las Rosas Encinitas, CA 92024 | MEP (Residential) | Issued | 2024-11-14 | 0 | change out 50 gallon TRADITIONAL water heater in garage | Water Heater | 2024-10-30 |  | 5707 |  | New Encinitas | 2025-11-14 |  | 0 | Esteban Cisneros
MEPR-033479-2024 | 1201 Ustica Pl Unit: 104 Encinitas, CA 92024 | MEP (Residential) | Issued | 2024-11-14 | 0 | Roof Mount Solar- 2.84kW 7 Modules/micro-inverters - Plan type 12. SHEA Homes - Fox Point Farms-Flats(13 plex) - Phase 305 - Lot 2108 - Solar Master Plan : MEPR-022192-2022 | Energy Efficiency | 2024-11-01 |  | 7000 |  | Leucadia | 2025-11-14 |  | 0 | Esteban Cisneros
MEPR-033451-2024 | 420 Playa Blanca Encinitas, CA 92024 | MEP (Residential) | Issued | 2024-11-14 | 0 | remove and replace the existing HVAC system including the ducting with new 15,432 btu heater and 33,965 btu A/C. | Alteration & Repair | 2024-10-31 |  | 10000 |  | Old Encinitas | 2025-11-14 |  | 0 | Esteban Cisneros
MEPR-033514-2024 | 1629 Blossom Field Way Encinitas, CA 92024 | MEP (Residential) | Issued | 2024-11-14 | 0 | [SOLAR ONLY] 11.2kW PHOTOVOLTAIC SYSTEM INSTALL + (2) TESLA INC. POWERWALL 3 INVERTER W/ BUILT-IN BATTERY STORAGE | Energy Efficiency | 2024-11-05 |  | 15000 |  | New Encinitas | 2025-11-14 |  | 0 | Esteban Cisneros
MEPC-033439-2024 | 1349 Greenlake Dr Cardiff-by-the-Sea, CA 92007 | MEP (Non-Residential) | Issued | 2024-11-14 | 0 | Reloc 200AMP panel to next bay over on "R". Panel must have 6" separation frm gas houseline or crw to turn job down. Cust to provide all excavation, trench, 3" PVC conduit, backfill, compaction, 3/4" pulling tape in conduit & surface repair frm source to panel. No splicing allowed. Instl must be to SDGE specifications & trnch inspctr instruct. All surface & metering equipment shall meet SDGE standards. Call 760 476 5621 to schld trnch premeet, trench inspec & crew disc. Panel not be higher than 6'3" not lower than 4' frm centerline of mtr to finished grade. ** All Revisions will have a redesign fee ** | Service Change | 2024-10-30 |  | 0 |  | Cardiff-By-The-Sea | 2025-11-14 |  | 0 | Esteban Cisneros
BLDR-029160-2023 | 351 Sunset Dr Encinitas, CA 92024 | Building (Residential) | Issued | 2024-11-14 | 3936 | remodel of SFR exisiting 3827 sf. Addition of 109 SF | Addition | 2023-12-11 |  | 985000 |  | Old Encinitas | 2025-11-14 |  | 0 | Esteban Cisneros
MEPR-033486-2024 | 1449 Village View Rd Encinitas, CA 92024 | MEP (Residential) | Issued | 2024-11-14 | 0 | Roof Top 1.23 kW, (3) Solar Modules, (3) Microinverters. Energy Storage 4.8kW, (1) Score P20 | Energy Efficiency | 2024-11-01 |  | 23905 |  | New Encinitas | 2025-11-14 |  | 0 | Esteban Cisneros
MEPR-033488-2024 | 3764 Brand Crest Encinitas, CA 92024 | MEP (Residential) | Issued | 2024-11-14 | 0 | Â· (1) TESLA POWERWALL 3 BATTERY + INVERTER Â· (1) TESLA BACKUP SWITCH Â· (1) NEW 125A SUB-PANEL FOR BREAKER RELOCATION | New Installation | 2024-11-01 |  | 15500 |  | Olivenhain | 2025-11-14 |  | 0 | Esteban Cisneros
MEPR-033499-2024 | 3121 Camino Del Rancho Encinitas, CA 92024 | MEP (Residential) | Issued | 2024-11-14 | 0 | Replace Water Heater like for like - original location (garage) | Water Heater | 2024-11-04 |  | 0 |  | Olivenhain | 2025-05-19 | 2024-11-19 | 0 | Esteban Cisneros
MEPR-033226-2024 | 343 Abington Rd Encinitas, CA 92024 | MEP (Residential) | Issued | 2024-11-14 | 0 | LIKE FOR LIKE ELECTRIC TANK WATER HEATER CHANGEOUT | Water Heater | 2024-10-16 |  | 4304 |  | New Encinitas | 2025-11-14 |  | 0 | Esteban Cisneros
MEPR-033601-2024 | 1758 Charleston Ln Encinitas, CA 92024 | MEP (Residential) | Finaled | 2024-11-14 | 0 | This is for permitting HVAC system that has already been installed. We apologize for not getting the permit ahead of time. It somehow got missed. We are also selling the property and this is the final step to close. We would much appreciate any help you could provide on moving this through the process as quickly as possible. Thank you kindly! | New Installation | 2024-11-13 | 2024-11-15 | 8500 |  | New Encinitas | 2025-05-14 | 2024-11-15 | 0 | Esteban Cisneros
MEPR-033375-2024 | 2340 8th St Encinitas, CA 92024 | MEP (Residential) | Issued | 2024-11-14 | 0 | Replace 2 water heaters | Water Heater | 2024-10-28 |  | 4000 |  | Olivenhain | 2025-06-16 | 2024-12-16 | 0 | Esteban Cisneros
BLDR-033581-2024 | 661 Melba Rd Encinitas, CA 92024 | Building (Residential) | Issued | 2024-11-14 | 0 | Multiple Permits: New SFR (BLDR-031382-2024) Construct New SF detached home | Foundation Only | 2024-11-12 |  | 188213 | 661 Melba Parcel Map and Residence | Old Encinitas | 2025-06-16 | 2024-12-18 | 0 | Esteban Cisneros
BLDC-032354-2024 | 967 S Coast Highway 101 Encinitas, CA 92024 | Building (Non-Residential) | Issued | 2024-11-14 | 330 | AT&T Wireless proposes to modify an existing site, to better increase the network capabilities of the community. The scope of work will consist of: Removal of (6) existing panel antennas, (2) Remote Radio units, (2) existing TMAS, (2) 2-1/4" COAX, (8) 1-5/8" COAX, & (6) existing DCS. Relocating (2) RRUS-32 B66A, (1) 4415 Radio, (1) WCS Filter. The installation of (3) AIR6449 B77D Antennas, (3) Ericsson Air Antennas, (3) COMMSCOPE Antennas, (3) 4449 B5/B12 Radios, (3) DC9 Surge Suppressor (1) DC12 Surge Suppressors, | Alteration & Repair | 2024-08-21 |  | 6787 |  | Old Encinitas | 2025-11-14 |  | 0 | Esteban Cisneros
MEPR-033500-2024 | 1558 Gershwin St Cardiff-by-the-Sea, CA 92007 | MEP (Residential) | Issued | 2024-11-14 | 0 | Energy Storage System tied to existing P.V. 125A back-up sub-panel | Energy Efficiency | 2024-11-04 |  | 20900 |  | Cardiff-By-The-Sea | 2025-06-24 | 2024-12-26 | 0 | Esteban Cisneros
BLDR-033558-2024 | 2073 Edinburg Ave Cardiff-by-the-Sea, CA 92007 | Building (Residential) | Issued | 2024-11-14 | 2160 | Remove and dispose existing roof, install new underlayment, install new shingle roof | ReRoof | 2024-11-07 |  | 17278 |  | Cardiff-By-The-Sea | 2025-06-11 | 2024-12-13 | 0 | Esteban Cisneros
MEPR-033572-2024 | 916 Moonstone Ct Encinitas, CA 92024 | MEP (Residential) | Finaled | 2024-11-15 | 0 | Replace Tankless Water Heater, Like for Like, Inside Garage, No Gas Line Modification | Water Heater | 2024-11-11 | 2024-11-27 | 0 |  | Leucadia | 2025-05-27 | 2024-11-26 | 0 | Esteban Cisneros
MEPR-033546-2024 | 2056 Village Wood Rd Encinitas, CA 92024 | MEP (Residential) | Issued | 2024-11-15 | 0 | REPLACE A 66K BTU, 80% AFUE FURNACE IN ATTIC | Alteration & Repair | 2024-11-07 |  | 10000 |  | New Encinitas | 2025-11-15 |  | 0 | Esteban Cisneros
MEPR-033556-2024 | 707 Stratford Dr Encinitas, CA 92024 | MEP (Residential) | Issued | 2024-11-15 | 0 | SOLAR ONLY: pv solar roof mount and battery | Energy Efficiency | 2024-11-07 |  | 0 |  | Old Encinitas | 2025-05-19 | 2024-11-19 | 0 | Esteban Cisneros
MEPR-033606-2024 | 3413 Jasmine Crest Encinitas, CA 92024 | MEP (Residential) | Issued | 2024-11-15 | 0 | REPLACE 100K, 80% AFUE FURNACE IN CLOSET | Alteration & Repair | 2024-11-14 |  | 6500 |  | Olivenhain | 2025-11-15 |  | 0 | Esteban Cisneros
MEPR-033585-2024 | 351 Avenida De Las Rosas Encinitas, CA 92024 | MEP (Residential) | Issued | 2024-11-15 | 0 | Change out 60k btu closet furnace in the same location. | Alteration & Repair | 2024-11-12 |  | 8976 |  | New Encinitas | 2025-11-15 |  | 0 | Esteban Cisneros
MEPR-033538-2024 | 2520 San Elijo Ave Cardiff-by-the-Sea, CA 92007 | MEP (Residential) | Issued | 2024-11-15 | 0 | Install (1) XA power Franklin storage battery | New Installation | 2024-11-06 |  | 15000 |  | Cardiff-By-The-Sea | 2025-11-15 |  | 0 | Esteban Cisneros
MEPR-033573-2024 | 345 Fulvia St Encinitas, CA 92024 | MEP (Residential) | Issued | 2024-11-15 | 0 | Energy Storage 5kW, (1) Powerwall 3, (1) Energy Gateway 3.0 | New Installation | 2024-11-11 |  | 17000 |  | Leucadia | 2025-11-15 |  | 0 | Esteban Cisneros
MEPR-031482-2024 | 1830 Forestdale Dr Encinitas, CA 92024 | MEP (Residential) | Issued | 2024-11-15 | 0 | 50 gallon traditional wand water heater change out in garage like for like | Water Heater | 2024-06-17 |  | 2794 |  | New Encinitas | 2025-11-15 |  | 0 | Esteban Cisneros
MEPR-033530-2024 | 1233 Sea Village Drive Cardiff, CA 92007 | MEP (Residential) | Issued | 2024-11-15 | 0 | Install 11 QCells 400 Watt modules Install 11 IQ8A Inverters Install 15 IQ8+ Inverters to existing system | Energy Efficiency | 2024-11-06 |  | 22396 |  | Inside City | 2025-11-15 |  | 0 | Esteban Cisneros
BLDR-027177-2023 | 2130 Wales Dr Cardiff-by-the-Sea, CA 92007 | Building (Residential) | Issued | 2024-11-15 | 0 | Replace termite damaged wall studs and rafters including removal and replacement of existing interior (drywall/paint) and exterior wall (LP smart siding) components and decorative elements required to access and replaced damaged materials. Submitting simple drawing (per Nicole) using CAD as by my hand was illegible. Defer to city's copy of original construction plans for exact details/measurements. | Alteration & Repair | 2023-07-25 |  | 9576 |  | Cardiff-By-The-Sea | 2025-06-16 | 2024-12-18 | 0 | Esteban Cisneros
MEPR-033552-2024 | 1427 Ivyglen Dr Encinitas, CA 92024 | MEP (Residential) | Issued | 2024-11-18 | 0 | replace furnace | Alteration & Repair | 2024-11-07 |  | 0 |  | New Encinitas | 2025-11-18 |  | 0 | Esteban Cisneros
MEPR-033547-2024 | 1645 Aryana Dr Encinitas, CA 92024 | MEP (Residential) | Issued | 2024-11-18 | 0 | Energy Storage 5kW, (1) Powerwall, (1) Energy Gateway 3.0 | New Installation | 2024-11-07 |  | 12500 |  | Leucadia | 2025-11-18 |  | 0 | Esteban Cisneros
MEPR-033543-2024 | 1657 Hill Top Ln Encinitas, CA 92024 | MEP (Residential) | Issued | 2024-11-18 | 0 | Energy Storage 4.8kW, (1) sCORE P10 | New Installation | 2024-11-06 |  | 12490 |  | New Encinitas | 2025-11-18 |  | 0 | Esteban Cisneros
SIGN-033023-2024 | 135 Saxony Rd Encinitas, CA 92024 | Sign | Issued | 2024-11-18 | 0 | (2) Existing Wall Signs to be replaced with new using existing electrical circuits. | Permanent | 2024-10-02 |  | 4000 |  | Old Encinitas | 2025-05-17 |  | 0 | Esteban Cisneros
MEPR-033506-2024 | 1749 San Elijo Ave Cardiff-by-the-Sea, CA 92007 | MEP (Residential) | Issued | 2024-11-18 | 0 | Temporary electrical power for project construction fed from underground electrical service. | Temporary Power Pole | 2024-11-04 |  | 0 |  | Cardiff-By-The-Sea | 2025-05-19 | 2024-11-19 | 0 | Esteban Cisneros
MEPR-033557-2024 | 707 Stratford Dr Encinitas, CA 92024 | MEP (Residential) | Issued | 2024-11-18 | 0 | battery for solar install | New Installation | 2024-11-07 |  | 0 |  | Old Encinitas | 2025-05-19 | 2024-11-19 | 0 | Esteban Cisneros
MEPR-033596-2024 | 1465 Lauren Ct Encinitas, CA 92024 | MEP (Residential) | Issued | 2024-11-18 | 0 | replace 2 heat pumps | Alteration & Repair | 2024-11-13 |  | 0 |  | Leucadia | 2025-11-18 |  | 0 | Esteban Cisneros
BLDR-032884-2024 | 1107 Catania Ct Unit: 209 Encinitas, CA 92024 | Building (Residential) | Issued | 2024-11-18 | 1380 | Ph 306, 13-plex Model 18, lot 2092 | New Construction | 2024-09-25 |  | 272508 | Fox Point Farms - Parent Project | Leucadia | 2025-11-18 |  | 0 | Esteban Cisneros
BLDR-031495-2024 | 243 Seeman Dr Encinitas, CA 92024 | Building (Residential) | Issued | 2024-11-18 | 357 | Addition to existing house | Addition | 2024-06-17 |  | 50000 |  | Old Encinitas | 2025-11-18 |  | 0 | Esteban Cisneros
MEPR-033561-2024 | 885 Channel Island Dr Encinitas, CA 92024 | MEP (Residential) | Issued | 2024-11-18 | 0 | (N) 27.000kWh ENERGY STORAGE SYSTEM (2) TESLA POWERWALL 3 INTEGRATED SOLAR BATTERY 1707000-XX-Y (240V) (1) TESLA BACKUP GATEWAY 3 (1841000-x1-y) | New Installation | 2024-11-08 |  | 30000 |  | Leucadia | 2025-11-18 |  | 0 | Esteban Cisneros
MEPR-033522-2024 | 1308 Condor Ct Encinitas, CA 92024 | MEP (Residential) | Issued | 2024-11-18 | 0 | (N) 13.500kWh ENERGY STORAGE SYSTEM (1) TESLA POWERWALL 3 INTEGRATED SOLAR BATTERY 1707000-xx-y (240V) (1) TESLA BACKUP SWITCH (1624171-xx-y) | New Installation | 2024-11-05 |  | 17500 |  | Leucadia | 2025-11-18 |  | 0 | Esteban Cisneros
BLDR-032592-2024 | 1093 N Vulcan Ave Unit: C Encinitas, CA 92024 | Building (Residential) | Issued | 2024-11-18 | 240 | REMOVE WALL AT KITCHEN, REVISE KITCHEN LAYOUT, ADD A DEN AND ONE BEDRM WITH NEW BATH AND ENLARGE LANDING AT SECOND FLR. REMOVE NON-STRUCT WALL AT PATIO | Alteration & Repair | 2024-09-09 |  | 30000 |  | Leucadia | 2025-11-18 |  | 0 | Esteban Cisneros
MEPR-033484-2024 | 444 E Glaucus St Encinitas, CA 92024 | MEP (Residential) | Finaled | 2024-11-18 | 0 | REPLACE FAU (100k BTU'S) - ATTIC, W/DUCT (1) | Alteration & Repair | 2024-11-01 | 2024-12-17 | 8965.8 |  | Leucadia | 2025-06-16 | 2024-12-17 | 0 | Esteban Cisneros
MEPR-033590-2024 | 1050 Hygeia Ave Unit: D Encinitas, CA 92024 | MEP (Residential) | Finaled | 2024-11-18 | 0 | 200 amp electrical panel upgrade | Service Change | 2024-11-12 | 2024-12-17 | 5950 |  | Leucadia | 2025-06-16 | 2024-12-17 | 0 | Esteban Cisneros
MEPR-033613-2024 | 227 Hillcrest Dr Encinitas, CA 92024 | MEP (Residential) | Finaled | 2024-11-18 | 0 | change out 100k btu furnace in garage change out 60k btu furnace in attic | Alteration & Repair | 2024-11-14 | 2024-12-13 | 0 |  | Leucadia | 2025-06-11 | 2024-12-13 | 0 | Esteban Cisneros
BLDC-030153-2024 | 326 Santa Fe Dr Encinitas, CA 92024 | Building (Non-Residential) | Issued | 2024-11-18 | 2800 | The proposed project consists of a new 0-inch curb at the patient drop-off (private). | Alteration & Repair | 2024-02-27 |  | 100000 |  | Old Encinitas | 2025-06-16 | 2024-12-18 | 0 | Esteban Cisneros
BLDR-031825-2024 | 616 Lynwood Dr Encinitas, CA 92024 | Building (Residential) | Issued | 2024-11-18 | 2558 | Exterior refinishing. Deck, balcony and yard railings replacement. New entry configuration. New rear door and windows configuration. Interior remodel living, office, kitchen and baths. | Alteration & Repair | 2024-07-15 |  | 65924 |  | Leucadia | 2025-06-16 | 2024-12-16 | 0 | Esteban Cisneros
MEPR-033474-2024 | 140 Jasper St Encinitas, CA 92024 | MEP (Residential) | Finaled | 2024-11-18 | 0 | REPLACE FURNACE | Alteration & Repair | 2024-11-01 | 2024-12-16 | 0 |  | Leucadia | 2025-06-16 | 2024-12-16 | 0 | Esteban Cisneros
MEPR-033623-2024 | 617 Polaris Dr Encinitas, CA 92024 | MEP (Residential) | Finaled | 2024-11-18 | 0 | EV Charger | Energy Efficiency | 2024-11-15 | 2024-12-23 | 600 |  | Leucadia | 2025-06-23 | 2024-12-23 | 0 | Esteban Cisneros
MEPR-033535-2024 | 1757 Orange Blossom Way Encinitas, CA 92024 | MEP (Residential) | Issued | 2024-11-18 | 0 | replace furnace | Alteration & Repair | 2024-11-06 |  | 0 |  | New Encinitas | 2025-06-30 | 2024-12-30 | 0 | Esteban Cisneros
MEPR-033542-2024 | 1660 Leora Ln Encinitas, CA 92024 | MEP (Residential) | Finaled | 2024-11-18 | 0 | Energy Storage 5kW, (1) Powerwall 3, (1) Back Up Switch | New Installation | 2024-11-06 | 2024-12-30 | 12500 |  | Leucadia | 2025-06-30 | 2024-12-30 | 0 | Esteban Cisneros
MEPR-033574-2024 | 3418 Bumann Rd Encinitas, CA 92024 | MEP (Residential) | Issued | 2024-11-18 | 0 | Energy Storage 10kW, (2) Powerwall 3, (1) Energy Gateway 3.0 | New Installation | 2024-11-11 |  | 28250 |  | Olivenhain | 2025-06-17 | 2024-12-19 | 0 | Esteban Cisneros
MEPR-033624-2024 | 845 Cole Ranch Rd Encinitas, CA 92024 | MEP (Residential) | Issued | 2024-11-18 | 0 | Ev Charger | Energy Efficiency | 2024-11-15 |  | 1200 |  | Olivenhain | 2025-11-18 |  | 0 | Esteban Cisneros
MEPR-033550-2024 | 1906 Shady Acre Cir Encinitas, CA 92024 | MEP (Residential) | Finaled | 2024-11-19 | 0 | battery add on to solar | New Installation | 2024-11-07 | 2024-12-09 | 0 |  | New Encinitas | 2025-06-09 | 2024-12-09 | 0 | Esteban Cisneros
MEPR-030287-2024 | 315 Princehouse Ln Encinitas, CA 92024 | MEP (Residential) | Issued | 2024-11-19 | 0 | MPU. 400 Amps in split (2 of 200A) | Alteration & Repair | 2024-03-08 |  | 0 |  | Old Encinitas | 2025-11-19 |  | 0 | Esteban Cisneros
MEPR-033632-2024 | 707 Snapdragon St Encinitas, CA 92024 | MEP (Residential) | Issued | 2024-11-19 | 0 | panel upgrade and location change | Service Change | 2024-11-16 |  | 0 |  | Old Encinitas | 2025-11-19 |  | 0 | Esteban Cisneros
MEPR-033536-2024 | 822 Avenida De San Clemente Encinitas, CA 92024 | MEP (Residential) | Issued | 2024-11-19 | 0 | TRANSFER ALL EXISTING CIRCUITS OF THE MAIN HOUSE TO A NEW 200A MAIN PANEL. INSTALL PROPER SIZE BREAKERS AND TERMINATE CIRCUITS INSTALL SURGE PROTECTOR ON THE PANEL PROPERLY INSTALL GROUNDING SYSTEM FOR NEW PANEL PER NEC CODE INSTALL 2 GROUNDING RODS INSTALL BONDING GROUND TO WATER *REPLACE ONE OF THE ZINSCO DUB PANEL WITH NEW SQUARE D SUB PANEL INSTALL NEW SQUARE D BREAKERS | Service Change | 2024-11-06 |  | 4500 |  | Old Encinitas | 2025-05-27 | 2024-11-26 | 0 | Esteban Cisneros
MEPR-033626-2024 | 2806 Caminito Cape Sebastian Cardiff-by-the-Sea, CA 92007 | MEP (Residential) | Issued | 2024-11-19 | 0 | replace furnace (closet) and ductwork | Alteration & Repair | 2024-11-15 |  | 0 |  | Cardiff-By-The-Sea | 2025-06-11 | 2024-12-13 | 0 | Esteban Cisneros
BLDR-033395-2024 | 1710 S El Camino Real Unit: 101 Encinitas, CA 92024 | Building (Residential) | Finaled | 2024-11-19 | 12800 | Master BLDR-033395-2024. hot and cold water repipe of entire building 16 units all units accesses only on 1 side of the building to avoid cutting firewall | Alteration & Repair | 2024-10-29 | 2024-11-26 | 64000 |  | New Encinitas | 2025-05-20 | 2024-11-26 | 0 | Esteban Cisneros
BLDR-033690-2024 | 1710 S El Camino Real Unit: 102 Encinitas, CA 92024 | Building (Residential) | Finaled | 2024-11-20 | 12800 | Master BLDR-033395-2024. hot and cold water repipe of entire building 16 units all units accesses only on 1 side of the building to avoid cutting firewall | Alteration & Repair | 2024-11-19 | 2024-11-26 | 4000 |  | New Encinitas | 2025-05-20 | 2024-11-26 | 0 | Esteban Cisneros
BLDR-033696-2024 | 1710 S El Camino Real Unit: 104 Encinitas, CA 92024 | Building (Residential) | Finaled | 2024-11-20 | 12800 | Master BLDR-033395-2024. hot and cold water repipe of entire building 16 units all units accesses only on 1 side of the building to avoid cutting firewall | Alteration & Repair | 2024-11-19 | 2024-11-26 | 4000 |  | New Encinitas | 2025-05-27 | 2024-11-26 | 0 | Esteban Cisneros
BLDR-033697-2024 | 1710 S El Camino Real Unit: 105 Encinitas, CA 92024 | Building (Residential) | Finaled | 2024-11-20 | 12800 | Master BLDR-033395-2024. hot and cold water repipe of entire building 16 units all units accesses only on 1 side of the building to avoid cutting firewall | Alteration & Repair | 2024-11-19 | 2024-11-26 | 4000 |  | New Encinitas | 2025-05-27 | 2024-11-26 | 0 | Esteban Cisneros
BLDR-033699-2024 | 1710 S El Camino Real Unit: 106 Encinitas, CA 92024 | Building (Residential) | Finaled | 2024-11-20 | 12800 | Master BLDR-033395-2024. hot and cold water repipe of entire building 16 units all units accesses only on 1 side of the building to avoid cutting firewall | Alteration & Repair | 2024-11-19 | 2024-11-26 | 4000 |  | New Encinitas | 2025-05-27 | 2024-11-26 | 0 | Esteban Cisneros
BLDR-033701-2024 | 1710 S El Camino Real Unit: 108 Encinitas, CA 92024 | Building (Residential) | Finaled | 2024-11-20 | 12800 | Master BLDR-033395-2024. hot and cold water repipe of entire building 16 units all units accesses only on 1 side of the building to avoid cutting firewall | Alteration & Repair | 2024-11-19 | 2024-11-26 | 4000 |  | New Encinitas | 2025-05-20 | 2024-11-26 | 0 | Esteban Cisneros
BLDR-033714-2024 | 1710 S El Camino Real Unit: 208 Encinitas, CA 92024 | Building (Residential) | Finaled | 2024-11-20 | 12800 | Master BLDR-033395-2024. hot and cold water repipe of entire building 16 units all units accesses only on 1 side of the building to avoid cutting firewall | Alteration & Repair | 2024-11-19 | 2024-11-26 | 4000 |  | New Encinitas | 2025-05-20 | 2024-11-26 | 0 | Esteban Cisneros
BLDR-033700-2024 | 1710 S El Camino Real Unit: 107 Encinitas, CA 92024 | Building (Residential) | Finaled | 2024-11-20 | 12800 | Master BLDR-033395-2024. hot and cold water repipe of entire building 16 units all units accesses only on 1 side of the building to avoid cutting firewall | Alteration & Repair | 2024-11-19 | 2024-11-26 | 4000 |  | New Encinitas | 2025-05-20 | 2024-11-26 | 0 | Esteban Cisneros
BLDR-033693-2024 | 1710 S El Camino Real Unit: 103 Encinitas, CA 92024 | Building (Residential) | Finaled | 2024-11-20 | 12800 | Master BLDR-033395-2024. hot and cold water repipe of entire building 16 units all units accesses only on 1 side of the building to avoid cutting firewall | Alteration & Repair | 2024-11-19 | 2024-11-26 | 4000 |  | New Encinitas | 2025-05-20 | 2024-11-26 | 0 | Esteban Cisneros
BLDR-033707-2024 | 1710 S El Camino Real Unit: 202 Encinitas, CA 92024 | Building (Residential) | Finaled | 2024-11-20 | 12800 | Master BLDR-033395-2024. hot and cold water repipe of entire building 16 units all units accesses only on 1 side of the building to avoid cutting firewall | Alteration & Repair | 2024-11-19 | 2024-11-26 | 4000 |  | New Encinitas | 2025-05-27 | 2024-11-26 | 0 | Esteban Cisneros
BLDR-033710-2024 | 1710 S El Camino Real Unit: 205 Encinitas, CA 92024 | Building (Residential) | Finaled | 2024-11-20 | 12800 | Master BLDR-033395-2024. hot and cold water repipe of entire building 16 units all units accesses only on 1 side of the building to avoid cutting firewall | Alteration & Repair | 2024-11-19 | 2024-11-26 | 4000 |  | New Encinitas | 2025-05-27 | 2024-11-26 | 0 | Esteban Cisneros
BLDR-033712-2024 | 1710 S El Camino Real Unit: 207 Encinitas, CA 92024 | Building (Residential) | Finaled | 2024-11-20 | 12800 | Master BLDR-033395-2024. hot and cold water repipe of entire building 16 units all units accesses only on 1 side of the building to avoid cutting firewall | Alteration & Repair | 2024-11-19 | 2024-11-26 | 4000 |  | New Encinitas | 2025-05-27 | 2024-11-26 | 0 | Esteban Cisneros
BLDR-033709-2024 | 1710 S El Camino Real Unit: 204 Encinitas, CA 92024 | Building (Residential) | Finaled | 2024-11-20 | 12800 | Master BLDR-033395-2024. hot and cold water repipe of entire building 16 units all units accesses only on 1 side of the building to avoid cutting firewall | Alteration & Repair | 2024-11-19 | 2024-11-26 | 4000 |  | New Encinitas | 2025-05-27 | 2024-11-26 | 0 | Esteban Cisneros
BLDR-033708-2024 | 1710 S El Camino Real Unit: 203 Encinitas, CA 92024 | Building (Residential) | Finaled | 2024-11-20 | 12800 | Master BLDR-033395-2024. hot and cold water repipe of entire building 16 units all units accesses only on 1 side of the building to avoid cutting firewall | Alteration & Repair | 2024-11-19 | 2024-11-26 | 4000 |  | New Encinitas | 2025-05-20 | 2024-11-26 | 0 | Esteban Cisneros
BLDR-033711-2024 | 1710 S El Camino Real Unit: 206 Encinitas, CA 92024 | Building (Residential) | Finaled | 2024-11-20 | 12800 | Master BLDR-033395-2024. hot and cold water repipe of entire building 16 units all units accesses only on 1 side of the building to avoid cutting firewall | Alteration & Repair | 2024-11-19 | 2024-11-26 | 4000 |  | New Encinitas | 2025-05-27 | 2024-11-26 | 0 | Esteban Cisneros
MEPR-033636-2024 | 804 Hygeia Ave Encinitas, CA 92024 | MEP (Residential) | Finaled | 2024-11-20 | 0 | 2kW ADU roof top PV. No batteries, no upgrade | Energy Efficiency | 2024-11-17 | 2024-12-06 | 9700 |  | Leucadia | 2025-06-04 | 2024-12-06 | 0 | Esteban Cisneros
BLDR-033706-2024 | 1710 S El Camino Real Unit: 201 Encinitas, CA 92024 | Building (Residential) | Finaled | 2024-11-20 | 12800 | Master BLDR-033395-2024. hot and cold water repipe of entire building 16 units all units accesses only on 1 side of the building to avoid cutting firewall | Alteration & Repair | 2024-11-19 | 2024-11-26 | 4000 |  | New Encinitas | 2025-05-20 | 2024-11-26 | 0 | Esteban Cisneros
MEPR-033285-2024 | 1126 Arden Dr Encinitas, CA 92024 | MEP (Residential) | Issued | 2024-11-20 | 0 | Install two 200-amp meter packs with overhead feed. | Service Change | 2024-10-21 |  | 0 |  | Old Encinitas | 2025-06-09 | 2024-12-09 | 0 | Esteban Cisneros
BLDR-032349-2024 | 1442 Linda Sue Ln Encinitas, CA 92024 | Building (Residential) | Issued | 2024-11-20 | 631 | 1 Bedroom/1 Bathroom ADU attached to Main Home. Utilizing existing bedroom for ADU. Total SF estimated at 631. | Accessory Dwelling Unit | 2024-08-20 |  | 175000 |  | New Encinitas | 2025-11-20 |  | 0 | Esteban Cisneros
MEPR-033591-2024 | 1129 Pacifica Pl Encinitas, CA 92024 | MEP (Residential) | Issued | 2024-11-20 | 0 | 1 ENPHASE IQ BATTERY 5P - 5kWh | New Installation | 2024-11-13 |  | 10000 |  | New Encinitas | 2025-11-20 |  | 0 | Esteban Cisneros
BLDR-032907-2024 | 1107 Catania Ct Unit: 103 Encinitas, CA 92024 | Building (Residential) | Issued | 2024-11-20 | 1057 | Ph 306, 13-plex Model 13, lot 2102 UNIT 103 | New Construction | 2024-09-26 |  | 214481 | Fox Point Farms - Parent Project | Leucadia | 2025-11-20 |  | 0 | Esteban Cisneros
MEPR-033378-2024 | 754 Bonita Dr Encinitas, CA 92024 | MEP (Residential) | Issued | 2024-11-20 | 0 | (1) 200AMP TEMP POWER POLE, (5) 100AMP SUB POLES | Alteration & Repair | 2024-10-28 |  | 13000 |  | Old Encinitas | 2025-11-20 |  | 0 | Esteban Cisneros
MEPR-033625-2024 | 530 Lynwood Dr Encinitas, CA 92024 | MEP (Residential) | Issued | 2024-11-20 | 0 | Level 2 EV Charger powered by a 60amp Circuit Breaker. Run #6 THHN c.u. & #10 THHN c.u. ground through <10 feet New Â¾â€ EMT conduit to power the Level 2 EV Charger at 48amp constant draw | Energy Efficiency | 2024-11-15 |  | 0 |  | Leucadia | 2025-11-20 |  | 0 | Esteban Cisneros
BLDR-032891-2024 | 1107 Catania Ct Unit: 207 Encinitas, CA 92024 | Building (Residential) | Issued | 2024-11-20 | 1119 | Ph 306, 13-plex, model 17, lot 2094 | New Construction | 2024-09-26 |  | 237606 | Fox Point Farms - Parent Project | Leucadia | 2025-11-20 |  | 0 | Esteban Cisneros
BLDR-032889-2024 | 1107 Catania Ct Unit: 208 Encinitas, CA 92024 | Building (Residential) | Issued | 2024-11-20 | 1119 | Ph 306, 13-plex Model 17, Lot 2093 | New Construction | 2024-09-26 |  | 237606 |  | Leucadia | 2025-11-20 |  | 0 | Esteban Cisneros
BLDR-032911-2024 | 1107 Catania Ct Unit: 101 Encinitas, CA 92024 | Building (Residential) | Issued | 2024-11-20 | 1380 | Ph 306, 13-plex Model 11, lot 2104 | New Construction | 2024-09-26 |  | 174288 | Fox Point Farms - Parent Project | Leucadia | 2025-11-20 |  | 0 | Esteban Cisneros
BLDR-032909-2024 | 1107 Catania Ct Unit: 102 Encinitas, CA 92024 | Building (Residential) | Issued | 2024-11-20 | 1046 | Ph 306, 13-plex Model 13, lot 2103 | New Construction | 2024-09-26 |  | 214481 | Fox Point Farms - Parent Project | Leucadia | 2025-11-20 |  | 0 | Esteban Cisneros
BLDR-032906-2024 | 1107 Catania Ct Unit: 104 Encinitas, CA 92024 | Building (Residential) | Issued | 2024-11-20 | 940 | Ph 306, 13-plex Model 12, lot 2101 | New Construction | 2024-09-26 |  | 208414 | Fox Point Farms - Parent Project | Leucadia | 2025-11-20 |  | 0 | Esteban Cisneros
BLDR-032894-2024 | 1107 Catania Ct Unit: 205 Encinitas, CA 92024 | Building (Residential) | Issued | 2024-11-20 | 1107 | Ph 306, 13-plex, model 16, lot 2096 | New Construction | 2024-09-26 |  | 235253 | Fox Point Farms - Parent Project | Leucadia | 2025-11-20 |  | 0 | Esteban Cisneros
BLDR-032892-2024 | 1107 Catania Ct Unit: 206 Encinitas, CA 92024 | Building (Residential) | Issued | 2024-11-20 | 1119 | Ph 306, 13-plex, model 17, lot 2095 | New Construction | 2024-09-26 |  | 237606 | Fox Point Farms - Parent Project | Leucadia | 2025-11-20 |  | 0 | Esteban Cisneros
BLDR-032896-2024 | 1107 Catania Ct Unit: 204 Encinitas, CA 92024 | Building (Residential) | Issued | 2024-11-20 | 704 | Ph 306, 13-plex, model 11, lot 2097 | New Construction | 2024-09-26 |  | 174288 | Fox Point Farms - Parent Project | Leucadia | 2025-11-20 |  | 0 | Esteban Cisneros
BLDR-032898-2024 | 1107 Catania Ct Unit: 203 Encinitas, CA 92024 | Building (Residential) | Issued | 2024-11-20 | 1057 | Ph 306, 13-plex Model 14, lot 2098 | New Construction | 2024-09-26 |  | 226154 | Fox Point Farms - Parent Project | Leucadia | 2025-11-20 |  | 0 | Esteban Cisneros
BLDR-032900-2024 | 1107 Catania Ct Unit: 202 Encinitas, CA 92024 | Building (Residential) | Issued | 2024-11-20 | 1057 | Ph 306, 13-plex Model 14, lot 2099 | New Construction | 2024-09-26 |  | 226154 | Fox Point Farms - Parent Project | Leucadia | 2025-11-20 |  | 0 | Esteban Cisneros
BLDR-032904-2024 | 1107 Catania Ct Unit: 201 Encinitas, CA 92024 | Building (Residential) | Issued | 2024-11-20 | 973 | Ph 306, 13-plex Model 18, lot 2092 UNIT 201 | New Construction | 2024-09-26 |  | 216186 | Fox Point Farms - Parent Project | Leucadia | 2025-11-20 |  | 0 | Esteban Cisneros
MEPR-033652-2024 | 2326 9th St Encinitas, CA 92024 | MEP (Residential) | Issued | 2024-11-20 | 0 | 200-Amp Underground service upgrade, current panel is 100 amp. | Service Change | 2024-11-18 |  | 0 |  | Olivenhain | 2025-06-16 | 2024-12-16 | 0 | Esteban Cisneros
MEPR-033589-2024 | 735 Clark Ave Encinitas, CA 92024 | MEP (Residential) | Issued | 2024-11-20 | 0 | Main panel upgrade | Service Change | 2024-11-12 |  | 1500 |  | Leucadia | 2025-06-10 | 2024-12-12 | 0 | Esteban Cisneros
BLDR-028219-2023 | 1745 Freda Ln Cardiff-by-the-Sea, CA 92007 | Building (Residential) | Issued | 2024-11-20 | 652 | Master bedroom , entry, garage addition. Garage conversion to living space. | Addition | 2023-10-03 |  | 189000 |  | Cardiff-By-The-Sea | 2025-06-11 | 2024-12-13 | 0 | Esteban Cisneros
MEPR-033622-2024 | 221 Fraxinella St Encinitas, CA 92024 | MEP (Residential) | Issued | 2024-11-20 | 0 | 200 A Service change | Service Change | 2024-11-14 |  | 0 |  | Old Encinitas | 2025-06-24 | 2024-12-26 | 0 | Esteban Cisneros
MEPR-033605-2024 | 1935 Cambridge Ave Cardiff-by-the-Sea, CA 92007 | MEP (Residential) | Issued | 2024-11-21 | 0 | SOLAR ONLY: 5.160 kW DC PV, 13.5 kWh ESS [SEPARATE PERMIT] (12) SILFAB SIL-430QD SOLAR MODULES (1) TESLA POWERWALL 3 WITH 11.5KW INTEGRATED INVERTER (1) TESLA BACKUP GATEWAY 3 (1) SYSTEM SENSOR 5602 HEAT ALARM (2) 200A AC DISCONNECT | Energy Efficiency | 2024-11-14 |  | 37000 |  | Cardiff-By-The-Sea | 2025-06-04 | 2024-12-06 | 0 | Esteban Cisneros
MEPR-033618-2024 | 185 Pacific View Ln Encinitas, CA 92024 | MEP (Residential) | Issued | 2024-11-21 | 0 | pv solar roof mount | Energy Efficiency | 2024-11-14 |  | 0 |  | Old Encinitas | 2025-06-03 | 2024-12-05 | 0 | Esteban Cisneros
MEPR-033661-2024 | 1434 Avenida La Posta Encinitas, CA 92024 | MEP (Residential) | Issued | 2024-11-21 | 0 | change out tankless water heater in garage | Water Heater | 2024-11-18 |  | 11499 |  | New Encinitas | 2025-06-03 | 2024-12-05 | 0 | Esteban Cisneros
BLDR-032756-2024 | 215 Second St Unit: 102 Encinitas, CA 92024 | Building (Residential) | Issued | 2024-11-21 | 100 | Interior remodel - adding a non bearing interior partition & closet to existing bedroom 2 and adding an interior non bearing partition to existing bedroom 3. | Alteration & Repair | 2024-09-17 |  | 10000 |  | Old Encinitas | 2025-11-21 |  | 0 | Esteban Cisneros
BLDR-033507-2024 | 1129 Pacifica Pl Encinitas, CA 92024 | Building (Residential) | Issued | 2024-11-21 | 36 | Replacing shower pan to a walk in shower new tiles new shower head, new mixing valve | Alteration & Repair | 2024-11-04 |  | 3000 |  | New Encinitas | 2025-05-27 | 2024-11-26 | 0 | Esteban Cisneros
BLDR-032339-2024 | 1529 Burgundy Rd Encinitas, CA 92024 | Building (Residential) | Finaled | 2024-11-21 | 633 | Guest Bathroom Shower: Remove existing fiberglass tub and wall, install new mixing valve in same location, install acrylic pan and acrylic wall panel in same footprint | Alteration & Repair | 2024-08-20 | 2024-12-26 | 3000 |  | Leucadia | 2025-06-24 | 2024-12-26 | 0 | Esteban Cisneros
BLDR-030840-2024 | 798 Fieldstone Ln Encinitas, CA 92024 | Building (Residential) | Issued | 2024-11-21 | 375 | Addition of 235 SQFT Patio cover 637 SQFT Kitchen Remodel 252 SQFT | Addition | 2024-04-23 |  | 250000 |  | New Encinitas | 2025-06-18 | 2024-12-20 | 0 | Esteban Cisneros
MEPR-033616-2024 | 1916 Irisdale Ct Encinitas, CA 92024 | MEP (Residential) | Finaled | 2024-11-21 | 0 | REPLACE FAU (60k BTU'S) - ATTIC | Alteration & Repair | 2024-11-14 | 2025-01-02 | 12268.95 |  | New Encinitas | 2025-07-01 | 2025-01-02 | 0 | Esteban Cisneros
MEPR-033629-2024 | 1742 Deerfield Rd Encinitas, CA 92024 | MEP (Residential) | Finaled | 2024-11-21 | 0 | pv solar roof mount | Energy Efficiency | 2024-11-15 | 2025-01-03 | 0 |  | New Encinitas | 2025-07-02 | 2025-01-03 | 0 | Esteban Cisneros
MEPR-033664-2024 | 1275 Caminito Septimo Cardiff-by-the-Sea, CA 92007 | MEP (Residential) | Issued | 2024-11-21 | 0 | REPLACE 40-gallon WATER HEATER - CLOSET | Water Heater | 2024-11-18 |  | 4493 |  | Cardiff-By-The-Sea | 2025-11-21 |  | 0 | Esteban Cisneros
MEPR-033718-2024 | 143 W Leucadia Blvd Encinitas, CA 92024 | MEP (Residential) | Issued | 2024-11-25 | 0 | Install 6 guage wire with 50 AMP 220v electrical in Outlet, WR backyard for SPA- Total of 90 Lin. Ft. (E) Wooden fence 6' Install (3) 20 amp GFCI outlets with water proof covers using 12 guage wire (P) Concrete pad 8' x 8' @ 4" thick Extend gas line to BBQ area using Yellow PE gas Line, (P) Hot Tub, Bullfrog Spas A5L ( 7'x5'8" H2'7")240v 50amp total of 16' Lin. Ft. | Alteration & Repair | 2024-11-19 |  | 3000 |  | Leucadia | 2025-06-02 | 2024-12-04 | 0 | Esteban Cisneros
MEPR-033634-2024 | 806 Hygeia Ave Encinitas, CA 92024 | MEP (Residential) | Finaled | 2024-11-25 | 0 | ADU 2kW roof mounted PV. no battery no upgrade | Energy Efficiency | 2024-11-17 | 2024-12-06 | 9700 |  | Leucadia | 2025-06-04 | 2024-12-06 | 0 | Esteban Cisneros
MEPR-033768-2024 | 1523 Vivaldi St Cardiff-by-the-Sea, CA 92007 | MEP (Residential) | Issued | 2024-11-25 | 0 | Replace Water Heater, Like for Like, Inside Garage | Water Heater | 2024-11-22 |  | 0 |  | Cardiff-By-The-Sea | 2025-06-03 | 2024-12-05 | 0 | Esteban Cisneros
BLDR-033123-2024 | 2250 9th St Encinitas, CA 92024 | Building (Residential) | Issued | 2024-11-25 | 15 | Remove Walk-in shower & valve, install new walk in shower & valve. | Alteration & Repair | 2024-10-08 |  | 16522 |  | Olivenhain | 2025-06-09 | 2024-12-09 | 0 | Esteban Cisneros
MEPR-032549-2024 | 1757 Gascony Rd Encinitas, CA 92024 | MEP (Residential) | Issued | 2024-11-25 | 0 | Upgrade replacement of electrical main panel | Alteration & Repair | 2024-09-04 |  | 0 |  | Leucadia | 2025-11-25 |  | 0 | Esteban Cisneros
MEPR-033662-2024 | 1609 Honeysuckle Ct Encinitas, CA 92024 | MEP (Residential) | Issued | 2024-11-25 | 0 | NEW 225 | Alteration & Repair | 2024-11-18 |  | 3500 |  | New Encinitas | 2025-11-25 |  | 0 | Esteban Cisneros
SIGN-030877-2024 | 107 N El Camino Real Encinitas, CA 92024 | Sign | Issued | 2024-11-25 | 140.08 | 3 illuminated wall signs | Permanent | 2024-04-25 |  | 10506 |  | New Encinitas | 2025-05-24 |  | 0 | Esteban Cisneros
MEPR-033653-2024 | 1639 Gitano St Encinitas, CA 92024 | MEP (Residential) | Issued | 2024-11-25 | 0 | replace heat pump | Alteration & Repair | 2024-11-18 |  | 0 |  | New Encinitas | 2025-11-25 |  | 0 | Esteban Cisneros
MEPR-033716-2024 | 185 Triton Cir Encinitas, CA 92024 | MEP (Residential) | Issued | 2024-11-25 | 0 | pv solar roof mount | Energy Efficiency | 2024-11-19 |  | 0 |  | Old Encinitas | 2025-11-25 |  | 0 | Esteban Cisneros
MEPR-033628-2024 | 622 Cole Ranch Rd Encinitas, CA 92024 | MEP (Residential) | Issued | 2024-11-25 | 0 | New 200A for ADU (next to main house 620 Cole Ranch Rd - see permit MEPR-033627-2024) Panel construction (2) 200A side-by-(620 and 622 Cole Ranch Rd) connected to an underground Line Gutter and Termination Enclosure for city mandate (225A and greater). SDG&E already approved the Service Order (see attached) | New Installation | 2024-11-15 |  | 1000 |  | Olivenhain | 2025-11-25 |  | 0 | Esteban Cisneros
MEPR-033705-2024 | 437 Bridoon Ter Encinitas, CA 92024 | MEP (Residential) | Issued | 2024-11-25 | 0 | REPLACE TANKLESS WATER HEATER - GARAGE | Water Heater | 2024-11-19 |  | 10524 |  | Olivenhain | 2025-11-25 |  | 0 | Esteban Cisneros
BLDR-033411-2024 | 133 Countrywood Ln Encinitas, CA 92024 | Building (Residential) | Issued | 2024-11-25 | 4170 | Tear off the existing roof system and haul away debris. Install GAF storm guard peel and stick in valleys and around pipes. Install GAF Tigerpaw synthetic underlayment to the roofing surface. Install metal flashings and GAF shingles. | ReRoof | 2024-10-29 |  | 35799 |  | New Encinitas | 2025-11-25 |  | 0 | Esteban Cisneros
MEPR-033588-2024 | 1936 Circle Park Ln Encinitas, CA 92024 | MEP (Residential) | Issued | 2024-11-25 | 0 | Main panel upgrade | Service Change | 2024-11-12 |  | 1500 |  | New Encinitas | 2025-06-16 | 2024-12-17 | 0 | Esteban Cisneros
MEPR-033639-2024 | 1175 Saxony Rd Encinitas, CA 92024 | MEP (Residential) | Finaled | 2024-11-25 | 0 | 3.120 kW DC PV (8) CSI SOLAR CO. CS6R-390MS-HL (BLK) SOLAR MODULE (1) TESLA 1538000-XX-Y 7.6KW (240V) INVERTER | Energy Efficiency | 2024-11-18 | 2024-12-18 | 12120 |  | Inside City | 2025-06-16 | 2024-12-18 | 0 | Esteban Cisneros
BLDR-033435-2024 | 635 Hollyridge Dr Encinitas, CA 92024 | Building (Residential) | Issued | 2024-11-25 | 2800 | Full tile reroof (lift and re-lay) of all roof surfaces (main home and garage). All tile will be carefully removed, stacked and set aside for re-use. All underlayment, metal flashings and other roof components will be removed and replaced with new materials. | ReRoof | 2024-10-30 |  | 20200 |  | New Encinitas | 2025-06-17 | 2024-12-19 | 0 | Esteban Cisneros
MEPR-033756-2024 | 705 Summersong Ln Encinitas, CA 92024 | MEP (Residential) | Issued | 2024-11-25 | 0 | REPLACE 40-gallon WATER HEATER - GARAGE | Water Heater | 2024-11-21 |  | 3443 |  | New Encinitas | 2025-06-24 | 2024-12-26 | 0 | Esteban Cisneros
MEPR-033532-2024 | 1233 Sea Village Dr Cardiff-by-the-Sea, CA 92007 | MEP (Residential) | Finaled | 2024-11-25 | 0 | Design and install Energy Storage System | New Installation | 2024-11-06 | 2024-12-27 | 24616 |  | Cardiff-By-The-Sea | 2025-06-25 | 2024-12-27 | 0 | Esteban Cisneros
MEPR-033607-2024 | 1111 Dewitt Ave Encinitas, CA 92024 | MEP (Residential) | Issued | 2024-11-26 | 0 | Upgrading panel from 100 to 200 amp | Service Change | 2024-11-14 |  | 0 |  | Old Encinitas | 2025-06-04 | 2024-12-06 | 0 | Esteban Cisneros
MEPR-033794-2024 | 647 San Dieguito Dr Encinitas, CA 92024 | MEP (Residential) | Issued | 2024-11-26 | 0 | EMERGENCY GAS LEAK REPAIR. | Alteration & Repair | 2024-11-25 |  | 1 |  | Old Encinitas | 2025-05-27 | 2024-11-27 | 0 | Esteban Cisneros
MEPR-033704-2024 | 2311 9th St Encinitas, CA 92024 | MEP (Residential) | Issued | 2024-11-26 | 0 | Energy Storage 5kW, (1) Powerwall 3, (1) Back Up Switch | New Installation | 2024-11-19 |  | 13900 |  | Olivenhain | 2025-11-26 |  | 0 | Esteban Cisneros
BLDR-033722-2024 | 2012 Countrywood Ct Encinitas, CA 92024 | Building (Residential) | Issued | 2024-11-26 | 4170 | Tear off the existing roof system and haul away debris. Install GAF Storm Guard Peel and Stick in valleys and around pipes. Install GAF Tigerpaw Synthetic underlayment to the roofing surface. Install New Standard Pipe Flashings as required. Seal All Pipes and Flashings using an Exterior Grade Caulking. Install GAF architectural fiberglass shingles. | ReRoof | 2024-11-20 |  | 35799 |  | New Encinitas | 2025-11-26 |  | 0 | Esteban Cisneros
MEPR-033703-2024 | 3625 Sage Canyon Dr Encinitas, CA 92024 | MEP (Residential) | Issued | 2024-11-26 | 0 | REPLACE (2) FAU (80k BTU'S) - ATTIC | Alteration & Repair | 2024-11-19 |  | 21478.47 |  | New Encinitas | 2025-11-26 |  | 0 | Esteban Cisneros
MEPR-033726-2024 | 404 Andrew Ave Encinitas, CA 92024 | MEP (Residential) | Issued | 2024-11-26 | 0 | Permanent Removal of Existing Roof Mount Solar System; 3.28 KW, 16 Modules | Alteration & Repair | 2024-11-20 |  | 0 |  | Leucadia | 2025-11-26 |  | 0 | Esteban Cisneros
MEPR-033637-2024 | 1904 Circle Park Ln Encinitas, CA 92024 | MEP (Residential) | Issued | 2024-11-26 | 0 | Energy Storage 5kW, (1) Powerwall 3, (1) Back Up Switch. | New Installation | 2024-11-17 |  | 15885 |  | New Encinitas | 2025-11-26 |  | 0 | Esteban Cisneros
MEPR-033729-2024 | 592 Ocean View Ave Encinitas, CA 92024 | MEP (Residential) | Issued | 2024-11-26 | 0 | REPLACE AC AND FURNACE | Alteration & Repair | 2024-11-20 |  | 0 |  | Leucadia | 2025-11-26 |  | 0 | Esteban Cisneros
MEPR-033692-2024 | 2258 Cambridge Ave Cardiff-by-the-Sea, CA 92007 | MEP (Residential) | Issued | 2024-11-26 | 0 | roof mount solar PV no battery | Energy Efficiency | 2024-11-19 |  | 14400 |  | Cardiff-By-The-Sea | 2025-11-26 |  | 0 | Esteban Cisneros
MEPR-033089-2024 | 206 Sunset Dr Encinitas, CA 92024 | MEP (Residential) | Issued | 2024-11-26 | 0 | Â· (45) HANWHA QCELLS Q.PEAK DUO BLK ML-G10+ 405 MODULES Â· (45) ENPHASE IQ8M-72-2-US MICROINVERTERS Â· (2) ENPHASE IQ COMBINER BOXES Â· 18.23 KW DC / 16.64 KW CEC AC SYSTEM SIZE | Energy Efficiency | 2024-10-04 |  | 69300 |  | Old Encinitas | 2025-11-26 |  | 0 | Esteban Cisneros
MEPR-033627-2024 | 620 Cole Ranch Rd Encinitas, CA 92024 | MEP (Residential) | Issued | 2024-11-26 | 0 | Panel upgrade 100A-200A for main house. A separate new installation electrical permit was submitted for ADU. Panel construction (2) 200A side-by-(622 Cole Ranch Rd) connected to an underground Line Gutter and Termination Enclosure for city mandate (225A and greater). SDG&E already approved the Service Order (see attached) | Service Change | 2024-11-15 |  | 1000 |  | Olivenhain | 2025-11-26 |  | 0 | Esteban Cisneros
MEPR-033760-2024 | 1009 Hurstdale Ave Cardiff-by-the-Sea, CA 92007 | MEP (Residential) | Finaled | 2024-11-26 | 0 | Roof mount PV solar 15.2kW DC with battery backup[separate permit required] | Energy Efficiency | 2024-11-21 | 2024-12-23 | 33750 |  | Cardiff-By-The-Sea | 2025-06-23 | 2024-12-23 | 0 | Esteban Cisneros
MEPR-033727-2024 | 1807 Blue Bonnet Pl Encinitas, CA 92024 | MEP (Residential) | Issued | 2024-11-26 | 0 | 200a MPU | Service Change | 2024-11-20 |  | 0 |  | New Encinitas | 2025-07-02 | 2025-01-03 | 0 | Esteban Cisneros
BLDC-033751-2024 | 1766 Cottage Grove Dr Encinitas, CA 92024 | Building (Non-Residential) | Issued | 2024-11-27 | 1100 | Tear off and install 11 squares (1,100 ft^2) of torch-down material | ReRoof | 2024-11-21 |  | 12155 |  | New Encinitas | 2025-11-27 |  | 0 | Esteban Cisneros
MEPR-033803-2024 | 1935 Cambridge Ave Cardiff-by-the-Sea, CA 92007 | MEP (Residential) | Issued | 2024-11-27 | 0 | 13.5 kWh ESS (1) TESLA POWERWALL 3 BATTERY + INVERTER (1) ESS DISCONNECT SWITCH SOLAR PERMIT NUMBER - MEPR-033605-2024 | New Installation | 2024-11-26 |  | 19000 |  | Cardiff-By-The-Sea | 2025-06-04 | 2024-12-06 | 0 | Esteban Cisneros
MEPR-033787-2024 | 1414 Coop St Encinitas, CA 92024 | MEP (Residential) | Issued | 2024-11-27 | 0 | (N) INSTALLATION OF A NEMA 14-50R EV PLUG | Energy Efficiency | 2024-11-25 |  | 5500 |  | Leucadia | 2025-11-27 |  | 0 | Esteban Cisneros
MEPR-033807-2024 | 1201 Ustica Pl Unit: 205 Encinitas, CA 92024 | MEP (Residential) | Issued | 2024-11-27 | 0 | Roof Mount Solar- 2.84kW 7 Modules/micro-inverters - Plan type 16. SHEA Homes - Fox Point Farms-Flats(13 plex) - Phase 305 - Lot 2113 - Solar Master Plan : MEPR-022192-2022 | Energy Efficiency | 2024-11-26 |  | 7000 |  | Leucadia | 2025-11-27 |  | 0 | Esteban Cisneros
MEPR-033806-2024 | 1201 Ustica Pl Unit: 204 Encinitas, CA 92024 | MEP (Residential) | Issued | 2024-11-27 | 0 | Roof Mount Solar- 2.84kW 7 Modules/micro-inverters - Plan type 11. SHEA Homes - Fox Point Farms-Flats(13 plex) - Phase 305 - Lot 2112 - Solar Master Plan : MEPR-022192-2022 | Energy Efficiency | 2024-11-26 |  | 7000 |  | Leucadia | 2025-11-27 |  | 0 | Esteban Cisneros
MEPR-033733-2024 | 219 Jacob Ln Encinitas, CA 92024 | MEP (Residential) | Issued | 2024-11-27 | 0 | Residential Roof Mount Solar PV 3.6 kW, 9 Modules. | Energy Efficiency | 2024-11-20 |  | 0 |  | Leucadia | 2025-11-27 |  | 0 | Esteban Cisneros
MEPR-033808-2024 | 1201 Ustica Pl Unit: 207 Encinitas, CA 92024 | MEP (Residential) | Issued | 2024-11-27 | 0 | Roof Mount Solar- 2.84kW 7 Modules/micro-inverters - Plan type 17. SHEA Homes - Fox Point Farms-Flats(13 plex) - Phase 305 - Lot 2115 - Solar Master Plan : MEPR-022192-2022 | Energy Efficiency | 2024-11-26 |  | 7000 |  | Leucadia | 2025-11-27 |  | 0 | Esteban Cisneros
BLDR-033724-2024 | 1814 Milbank Rd Encinitas, CA 92024 | Building (Residential) | Issued | 2024-11-27 | 500 | Reroof using 60 mil TPO roof system | ReRoof | 2024-11-20 |  | 6725 |  | Leucadia | 2025-11-27 |  | 0 | Esteban Cisneros
BLDR-033732-2024 | 704 Regal Rd Encinitas, CA 92024 | Building (Residential) | Issued | 2024-11-27 | 2900 | Remove the existing flat roof system down to the roof deck. Any damaged wood will be replaced as needed. Install new flat PVC roof system by IB Roof Systems. Color White. CRRC #0640-0001 | ReRoof | 2024-11-20 |  | 14500 |  | Old Encinitas | 2025-11-27 |  | 0 | Esteban Cisneros
MEPR-033805-2024 | 1201 Ustica Pl Unit: 203 Encinitas, CA 92024 | MEP (Residential) | Issued | 2024-11-27 | 0 | Roof Mount Solar- 2.84kW 7 Modules/micro-inverters - Plan type 14. SHEA Homes - Fox Point Farms-Flats(13 plex) - Phase 305 - Lot 2111 - Solar Master Plan : MEPR-022192-2022 | Energy Efficiency | 2024-11-26 |  | 0 |  | Leucadia | 2025-11-27 |  | 0 | Esteban Cisneros
MEPR-033809-2024 | 1201 Ustica Pl Unit: 208 Encinitas, CA 92024 | MEP (Residential) | Issued | 2024-11-27 | 0 | Roof Mount Solar- 2.84kW 7 Modules/micro-inverters - Plan type 17. SHEA Homes - Fox Point Farms-Flats(13 plex) - Phase 305 - Lot 2116 - Solar Master Plan : MEPR-022192-2022 | Energy Efficiency | 2024-11-26 |  | 7000 |  | Leucadia | 2025-11-27 |  | 0 | Esteban Cisneros
MEPR-033734-2024 | 219 Jacob Ln Encinitas, CA 92024 | MEP (Residential) | Issued | 2024-11-27 | 0 | Install (2) energy storage system. | New Installation | 2024-11-20 |  | 0 |  | Leucadia | 2025-11-27 |  | 0 | Esteban Cisneros
MEPR-033778-2024 | 1333 Caudor St Encinitas, CA 92024 | MEP (Residential) | Issued | 2024-11-27 | 0 | Â· (25) LG425QAK-A6 MODULES Â· (1) TESLA POWERWALL 3 BATTERY + INVERTER Â· (1) TESLA BACKUP SWITCH METER ADAPTER Â· (1) RAPID SHUTDOWN SWITCH Â· (2) BATTERY AC DISCONNECTS Â· ~90 FEET OF TRENCHING FROM GARAGE TO MSP Â· 10.63 kW DC / 9.82 KW CEC AC SYSTEM SIZE | New Installation | 2024-11-23 |  | 16000 |  | Leucadia | 2025-11-27 |  | 0 | Esteban Cisneros
MEPR-033835-2024 | 1129 Sycamoreview Drive, Encinitas, CA, 92024 1129 Sycamoreview Drive, Encinitas, CA, 92024 | MEP (Residential) | Issued | 2024-11-27 | 0 | TUB TO TUB , SHOWER TO SHOWER | Alteration & Repair | 2024-11-27 |  | 12000 |  | Inside City | 2025-11-27 |  | 0 | Esteban Cisneros
MEPR-033769-2024 | 2222 Colony Ter Encinitas, CA 92024 | MEP (Residential) | Issued | 2024-11-27 | 0 | New heat pump, reconnect to existing electrical and ductwork. | Alteration & Repair | 2024-11-22 |  | 6000 |  | Olivenhain | 2025-11-27 |  | 0 | Esteban Cisneros
MEPR-033765-2024 | 2253 Cambridge Ave Cardiff-by-the-Sea, CA 92007 | MEP (Residential) | Issued | 2024-11-27 | 0 | 2x Enphase battery installation along with PV on a separate permit | New Installation | 2024-11-21 |  | 0 |  | Cardiff-By-The-Sea | 2025-11-27 |  | 0 | Esteban Cisneros
MEPR-033764-2024 | 2253 Cambridge Ave Cardiff-by-the-Sea, CA 92007 | MEP (Residential) | Issued | 2024-11-27 | 0 | Roof mounted pv with ess 4.38 kw 12 pv panels 2 enphase batteries | Energy Efficiency | 2024-11-21 |  | 0 |  | Inside City | 2025-11-27 |  | 0 | Esteban Cisneros
MEPR-033777-2024 | 1333 Caudor St Encinitas, CA 92024 | MEP (Residential) | Issued | 2024-11-27 | 0 | Â· (25) LG425QAK-A6 MODULES Â· (1) TESLA POWERWALL 3 BATTERY + INVERTER Â· (1) TESLA BACKUP SWITCH METER ADAPTER Â· (1) RAPID SHUTDOWN SWITCH Â· (2) BATTERY AC DISCONNECTS Â· ~90 FEET OF TRENCHING FROM GARAGE TO MSP Â· 10.63 kW DC / 9.82 KW CEC AC SYSTEM SIZE | Energy Efficiency | 2024-11-23 |  | 33400 |  | Leucadia | 2025-11-27 |  | 0 | Esteban Cisneros
MEPR-033802-2024 | 1029 Aloha Dr Encinitas, CA 92024 | MEP (Residential) | Issued | 2024-11-27 | 0 | Residential roof mount PV solar install, 6.4kw, 16 panels | Energy Efficiency | 2024-11-26 |  | 26524 |  | Old Encinitas | 2025-11-27 |  | 0 | Esteban Cisneros
BLDR-033818-2024 | 3275 Brookside Ln Encinitas, CA 92024 | Building (Residential) | Finaled | 2024-11-27 | 4000 | Reroof - Lift and relay existing concrete flat tile roof, 40 sq | ReRoof | 2024-11-26 | 2024-12-11 | 24966 |  | Olivenhain | 2025-06-09 | 2024-12-11 | 0 | Esteban Cisneros
MEPR-033755-2024 | 321 Via Almansa Encinitas, CA 92024 | MEP (Residential) | Finaled | 2024-11-27 | 0 | Addition of Enphase 10T Battery to existing PV + Battery System | New Installation | 2024-11-21 | 2024-12-23 | 10509.78 |  | New Encinitas | 2025-06-23 | 2024-12-23 | 0 | Esteban Cisneros
BLDR-033487-2024 | 323 Volney Ln Encinitas, CA 92024 | Building (Residential) | Issued | 2024-12-02 | 15 | REMOVE EXISTING WALK-INSHOWER AND INSTALL A NEW WALK-IN SHOWER & VALVE. | Alteration & Repair | 2024-11-01 |  | 18289 |  | New Encinitas | 2025-12-02 |  | 0 | Esteban Cisneros
SIGN-033430-2024 | 191 N El Camino Real Unit: 206 Encinitas, CA 92024 | Sign | Issued | 2024-12-02 | 32.72 | Install (2) set of 11'x12'-9" Internally Illuminated Channel Letters | Permanent | 2024-10-29 |  | 35000 |  | Inside City | 2025-05-31 |  | 0 | Esteban Cisneros
BLDR-032590-2024 | 1093 N Vulcan Ave Unit: B Encinitas, CA 92024 | Building (Residential) | Issued | 2024-12-02 | 240 | REMOVE WALL AT KITCHEN, REVISE KITCHEN LAYOUT, ADD DEN AND ONE BEDROOM WITH NEW BATHRM AND ENLARGE LANDING ALL AT SECOND FLOOR. REMOVE NON-STRUC PATIO WL | Alteration & Repair | 2024-09-09 |  | 30000 |  | Inside City | 2025-12-02 |  | 0 | Esteban Cisneros
MEPR-033811-2024 | 3037 Via De Caballo Encinitas, CA 92024 | MEP (Residential) | Issued | 2024-12-02 | 0 | INSTALL NEW DUCTLESS MINI SPLIT | New Installation | 2024-11-26 |  | 0 |  | Olivenhain | 2025-12-02 |  | 0 | Esteban Cisneros
MEPR-033715-2024 | 1738 Red Barn Rd Encinitas, CA 92024 | MEP (Residential) | Issued | 2024-12-02 | 0 | Replacing existing gas water heater with heat pump water heater. | Water Heater | 2024-11-19 |  | 0 |  | New Encinitas | 2025-06-16 | 2024-12-17 | 0 | Esteban Cisneros
BLDR-032434-2024 | 714 Kings Cross Ct Cardiff-by-the-Sea, CA 92007 | Building (Residential) | Issued | 2024-12-02 | 0 | Installing a Alumawood style Patio Cover | Temporary or Accessory Structure | 2024-08-27 |  | 15850 |  | Cardiff-By-The-Sea | 2025-06-16 | 2024-12-16 | 0 | Esteban Cisneros
BLDR-031429-2024 | 1769 Buttercup Rd Encinitas, CA 92024 | Building (Residential) | Issued | 2024-12-02 | 36 | 36 square foot addition of livable space, plus 5 square foot exterior storage closet. New 585 square foot covered patio area. removal of interior load bearing wall, and interior kitchen remodel. | Addition | 2024-06-10 |  | 60000 |  | New Encinitas | 2025-06-16 | 2024-12-17 | 0 | Esteban Cisneros
BLDC-032577-2024 | 1452 Encinitas Blvd Encinitas, CA 92024 | Building (Non-Residential) | Finaled | 2024-12-02 | 300 | Add plumbing (adding water lines and drainage into existing floor drains) to install two swirl freeze machines and relocate existing ice machine. | Tenant Improvement | 2024-09-05 |  | 5000 |  | New Encinitas | 2025-07-02 | 2025-01-03 | 0 | Esteban Cisneros
MEPR-033763-2024 | 240 Witham Rd ENCINITAS, CA 92024 | MEP (Residential) | Issued | 2024-12-03 | 0 | adding a One amp 50 GFCI Breaker and Four#6AWG copper wire to install an above ground Swimspa. | New Installation | 2024-11-21 |  | 2000 |  | Inside City | 2025-12-03 |  | 0 | Esteban Cisneros
MEPR-033843-2024 | 131 Seeman Dr Encinitas, CA 92024 | MEP (Residential) | Issued | 2024-12-03 | 0 | (9) CSI SOLAR CO. CS6R-390MS-HL(BLK) SOLAR MODULES (9) ENPHASE IQ8PLUS-72-2-US (240V) MICRO INVERTER (1) 125A SOLAR LOAD CENTER (1) 125A ENPHASE IQ COMBINER 5C | Energy Efficiency | 2024-11-28 |  | 14250 |  | Old Encinitas | 2025-12-03 |  | 0 | Esteban Cisneros
MEPR-033840-2024 | 1668 Freda Ln Cardiff-by-the-Sea, CA 92007 | MEP (Residential) | Issued | 2024-12-03 | 0 | Replace furnace - like for like | Alteration & Repair | 2024-11-27 |  | 0 |  | Cardiff-By-The-Sea | 2025-12-03 |  | 0 | Esteban Cisneros
MEPR-033820-2024 | 2022 Sheridan Rd Encinitas, CA 92024 | MEP (Residential) | Issued | 2024-12-03 | 0 | 1. (30) CANADIAN SOLAR CS3N-390MS MODULES 2. (2) TESLA POWERWALL 3 BATTERY + INVERTER 3. (1) TESLA BACKUP SWITCH 4. (1) E-STOP SYSTEM RAPID SHUTDOWN SWITCH 5. (1) BATTERY / PV DISCONNECT 6. 11.70 kW DC / 10.76 KW CEC AC SYSTEM SIZE | New Installation | 2024-11-26 |  | 31200 |  | Leucadia | 2025-12-03 |  | 0 | Esteban Cisneros
MEPR-033619-2024 | 185 Pacific View Ln Encinitas, CA 92024 | MEP (Residential) | Issued | 2024-12-03 | 0 | battery for solar | New Installation | 2024-11-14 |  | 0 |  | Old Encinitas | 2025-12-03 |  | 0 | Esteban Cisneros
MEPR-033649-2024 | 1651 Linda Sue Ln Encinitas, CA 92024 | MEP (Residential) | Issued | 2024-12-03 | 0 | 50 gallon water heater changeout in garage like for like. | Water Heater | 2024-11-18 |  | 4261 |  | New Encinitas | 2025-12-03 |  | 0 | Esteban Cisneros
MEPC-029716-2024 | 145 S El Camino Real Encinitas, CA 92024 | MEP (Non-Residential) | Issued | 2024-12-03 | 0 | New installation of EV Chargers, per Ali Sadre; hold that is on BLDC-022836-2022 | Energy Efficiency | 2024-01-25 |  | 40000 |  | New Encinitas | 2025-12-03 |  | 0 | Esteban Cisneros
MEPR-033829-2024 | 1501 Livorno Pl Unit: 101 Encinitas, CA 92024 | MEP (Residential) | Issued | 2024-12-03 | 0 | Roof Mount Solar- 2.84kW 7 Modules/micro-inverters - Plan type 11. SHEA Homes - Fox Point Farms-Flats(13 plex) - Phase 304 - Lot 2052 - Solar Master Plan : MEPR-022192-2022 | Energy Efficiency | 2024-11-27 |  | 7000 |  | Leucadia | 2025-12-03 |  | 0 | Esteban Cisneros
MEPR-033819-2024 | 2022 Sheridan Rd Encinitas, CA 92024 | MEP (Residential) | Issued | 2024-12-03 | 0 | 1. (30) CANADIAN SOLAR CS3N-390MS MODULES 2. (2) TESLA POWERWALL 3 BATTERY + INVERTER 3. (1) TESLA BACKUP SWITCH 4. (1) E-STOP SYSTEM RAPID SHUTDOWN SWITCH 5. (1) BATTERY / PV DISCONNECT 6. 11.70 kW DC / 10.76 KW CEC AC SYSTEM SIZE | Energy Efficiency | 2024-11-26 |  | 24400 |  | Leucadia | 2025-12-03 |  | 0 | Esteban Cisneros
MEPR-033770-2024 | 1016 Hurstdale Ave Cardiff-by-the-Sea, CA 92007 | MEP (Residential) | Issued | 2024-12-03 | 0 | Install new 200amp electric meter panel in existing location. | Service Change | 2024-11-22 |  | 3000 |  | Cardiff-By-The-Sea | 2025-06-09 | 2024-12-11 | 0 | Esteban Cisneros
BLDR-033173-2024 | 651 Quail Gardens Ln Encinitas, CA 92024 | Building (Residential) | Issued | 2024-12-03 | 630 | Pool/spa | Pool | 2024-10-11 |  | 50000 |  | Leucadia | 2025-12-03 | 2024-12-18 | 0 | Esteban Cisneros
SIGN-91-1995 | S Vulcan Ave Encinitas, CA 92024 | Sign | Issued | 2024-12-04 | 0 | DR FOR OFFSITE SUBDIV. DIRECTIONAL SIGN | Temporary | 1995-04-20 |  | 0 |  | Old Encinitas | 2025-06-02 |  | 0 | Jim Kennedy
MEPR-033836-2024 | 1033 Hermes Ave Encinitas, CA 92024 | MEP (Residential) | Issued | 2024-12-04 | 0 | Solar [only] roof mount 7.36kW with 16 modules. 1 tesla battery with 13.5kWh capacity [separate permit] | Energy Efficiency | 2024-11-27 |  | 27000 |  | Inside City | 2025-12-04 |  | 0 | Esteban Cisneros
MEPR-033838-2024 | 1035 Hermes Ave Encinitas, CA 92024 | MEP (Residential) | Issued | 2024-12-04 | 0 | SOLAR ONLY: solar roof mount 2.3kW with 5 modules. 1 tesla battery with 13.5kWh capacity | Energy Efficiency | 2024-11-27 |  | 19000 |  | Leucadia | 2025-12-04 |  | 0 | Esteban Cisneros
MEPR-033881-2024 | 1501 Livorno Pl Unit: 204 Encinitas, CA 92024 | MEP (Residential) | Issued | 2024-12-04 | 0 | Roof Mount Solar- 2.84kW 7 Modules/micro-inverters - Plan type 11. SHEA Homes - Fox Point Farms-Flats(13 plex) - Phase 304 - Lot 2045 - Solar Master Plan : MEPR-022192-2022 | Energy Efficiency | 2024-12-02 |  | 7000 |  | Leucadia | 2025-12-04 |  | 0 | Esteban Cisneros
MEPR-033660-2024 | 1081 Calle Anacapa Encinitas, CA 92024 | MEP (Residential) | Issued | 2024-12-04 | 0 | change out 100k btu furnace in attic add new r6 ducts return 1, | New Installation | 2024-11-18 |  | 9394 |  | Olivenhain | 2025-12-04 |  | 0 | Esteban Cisneros
MEPR-033851-2024 | 1027 Emma Dr Cardiff-by-the-Sea, CA 92007 | MEP (Residential) | Issued | 2024-12-04 | 0 | 3.6kw rooftop solar | Energy Efficiency | 2024-11-30 |  | 0 |  | Cardiff-By-The-Sea | 2025-12-04 |  | 0 | Esteban Cisneros
MEPR-033865-2024 | 418 Naiad St Encinitas, CA 92024 | MEP (Residential) | Issued | 2024-12-04 | 0 | change out 70k btu furnace in garage | Alteration & Repair | 2024-12-02 |  | 6000 |  | Leucadia | 2025-12-04 |  | 0 | Esteban Cisneros
MEPR-033872-2024 | 1501 Livorno Pl Unit: 102 Encinitas, CA 92024 | MEP (Residential) | Issued | 2024-12-04 | 0 | Roof Mount Solar- 2.84kW 7 Modules/micro-inverters - Plan type 13X. SHEA Homes - Fox Point Farms-Flats(13 plex) - Phase 304 - Lot 2051 - Solar Master Plan : MEPR-022192-2022 | Energy Efficiency | 2024-12-02 |  | 7000 |  | Leucadia | 2025-12-04 |  | 0 | Esteban Cisneros
MEPR-033874-2024 | 1201 Ustica Pl Unit: 206 Encinitas, CA 92024 | MEP (Residential) | Issued | 2024-12-04 | 0 | Roof Mount Solar- 2.84kW 7 Modules/micro-inverters - Plan type 17. SHEA Homes - Fox Point Farms-Flats(13 plex) - Phase 305 - Lot 2114 - Solar Master Plan : MEPR-022192-2022 | Energy Efficiency | 2024-12-02 |  | 7000 |  | Leucadia | 2025-12-04 |  | 0 | Esteban Cisneros
MEPR-033875-2024 | 1201 Ustica Pl Unit: 209 Encinitas, CA 92024 | MEP (Residential) | Issued | 2024-12-04 | 0 | Roof Mount Solar- 2.84kW 7 Modules/micro-inverters - Plan type 18. SHEA Homes - Fox Point Farms-Flats(13 plex) - Phase 305 - Lot 2117 - Solar Master Plan : MEPR-022192-2022 | Energy Efficiency | 2024-12-02 |  | 7000 |  | Leucadia | 2025-12-04 |  | 0 | Esteban Cisneros
MEPR-033876-2024 | 1501 Livorno Pl Unit: 201 Encinitas, CA 92024 | MEP (Residential) | Issued | 2024-12-04 | 0 | Roof Mount Solar- 2.84kW 7 Modules/micro-inverters - Plan type 15X. SHEA Homes - Fox Point Farms-Flats(13 plex) - Phase 304 - Lot 2048 - Solar Master Plan : MEPR-022192-2022 | Energy Efficiency | 2024-12-02 |  | 7000 |  | Leucadia | 2025-12-04 |  | 0 | Esteban Cisneros
MEPR-033878-2024 | 1501 Livorno Pl Unit: 208 Encinitas, CA 92024 | MEP (Residential) | Issued | 2024-12-04 | 0 | Roof Mount Solar- 2.84kW 7 Modules/micro-inverters - Plan type 17X. SHEA Homes - Fox Point Farms-Flats(13 plex) - Phase 304 - Lot 2041 - Solar Master Plan : MEPR-022192-2022 | Energy Efficiency | 2024-12-02 |  | 7000 |  | Leucadia | 2025-12-04 |  | 0 | Esteban Cisneros
MEPR-033880-2024 | 1501 Livorno Pl Unit: 205 Encinitas, CA 92024 | MEP (Residential) | Issued | 2024-12-04 | 0 | Roof Mount Solar- 2.84kW 7 Modules/micro-inverters - Plan type 16. SHEA Homes - Fox Point Farms-Flats(13 plex) - Phase 304 - Lot 2044 - Solar Master Plan : MEPR-022192-2022 | Energy Efficiency | 2024-12-02 |  | 7000 |  | Leucadia | 2025-12-04 |  | 0 | Esteban Cisneros
MEPR-033143-2024 | 749 Teaberry St Encinitas, CA 92024 | MEP (Residential) | Issued | 2024-12-04 | 0 | ROOF MOUNT PV SOLAR 4.400 KW, 11 MODULES, 11 MICRO INVERTER *(N) 1 Battery Energy Bank | New Installation | 2024-10-09 |  | 18200 |  | Old Encinitas | 2025-12-04 |  | 0 | Esteban Cisneros
MEPR-033879-2024 | 1501 Livorno Pl Unit: 207 Encinitas, CA 92024 | MEP (Residential) | Issued | 2024-12-04 | 0 | Roof Mount Solar- 2.84kW 7 Modules/micro-inverters - Plan type 17X. SHEA Homes - Fox Point Farms-Flats(13 plex) - Phase 304 - Lot 2042 - Solar Master Plan : MEPR-022192-2022 | Energy Efficiency | 2024-12-02 |  | 7000 |  | Leucadia | 2025-12-04 |  | 0 | Esteban Cisneros
SIGN-033815-2024 | LaCosta Ave to Cardiff Restaurant Row Coast Highway 101 Encinitas, CA 92024 | Sign | Issued | 2024-12-04 | 17.5 | A maximum of 70 (up to 70 per MOU with City-exact # TBD) Arts Alive art banners painted on one side and printed on back side to be hung from light poles along Coast Hwy from Leucadia to Cardiff. Two sizes, depending on light pole: 18"x50" (6.25sf) and 30"x83" (17.5sf) | Temporary | 2024-11-26 |  | 0 |  | Inside City | 2025-06-23 |  | 0 | Maile Luther
MEPR-033885-2024 | 1501 Livorno Pl Unit: 103 Encinitas, CA 92024 | MEP (Residential) | Issued | 2024-12-04 | 0 | Roof Mount Solar- 2.84kW 7 Modules/micro-inverters - Plan type 20. SHEA Homes - Fox Point Farms-Flats(13 plex) - Phase 304 - Lot 2050 - Solar Master Plan : MEPR-022192-2022 | Energy Efficiency | 2024-12-02 |  | 7000 |  | Leucadia | 2025-12-04 |  | 0 | Esteban Cisneros
MEPR-033884-2024 | 1501 Livorno Pl Unit: 104 Encinitas, CA 92024 | MEP (Residential) | Issued | 2024-12-04 | 0 | Roof Mount Solar- 2.84kW 7 Modules/micro-inverters - Plan type 12X. SHEA Homes - Fox Point Farms-Flats(13 plex) - Phase 304 - Lot 2049 - Solar Master Plan : MEPR-022192-2022 | Energy Efficiency | 2024-12-02 |  | 7000 |  | Leucadia | 2025-12-04 |  | 0 | Esteban Cisneros
MEPR-033890-2024 | 1401 Anacona Pl Unit: 105 Encinitas, CA 92024 | MEP (Residential) | Issued | 2024-12-04 | 0 | Roof Mount PV Install - 2.84kW - 7 Modules/micro-inverters - Plan 6 - Phase 209 - Lot 1067 Shea Homes - Fox Point Farms-TH (4-7 units)-Tract-16527 Under Master: MEPR-022193-2022 | Energy Efficiency | 2024-12-02 |  | 7000 |  | Leucadia | 2025-12-04 |  | 0 | Esteban Cisneros
BLDR-033390-2024 | 1264 Greenlake Dr Cardiff-by-the-Sea, CA 92007 | Building (Residential) | Issued | 2024-12-04 | 3500 | Re-Roof | ReRoof | 2024-10-29 |  | 10788 |  | Cardiff-By-The-Sea | 2025-12-04 |  | 0 | Esteban Cisneros
MEPR-033857-2024 | 1749 Village Run N Encinitas, CA 92024 | MEP (Residential) | Issued | 2024-12-04 | 0 | REPLACE FURNACE | Alteration & Repair | 2024-12-02 |  | 0 |  | New Encinitas | 2025-12-04 |  | 0 | Esteban Cisneros
MEPR-033888-2024 | 1401 Anacona Pl Unit: 202 Encinitas, CA 92024 | MEP (Residential) | Issued | 2024-12-04 | 0 | Roof Mount PV Install - 2.84kW - 7 Modules/micro-inverters - Plan 7 - Phase 209 - Lot 1066 Shea Homes - Fox Point Farms-TH (4-7 units)-Tract-16527 Under Master: MEPR-022193-2022 | Energy Efficiency | 2024-12-02 |  | 7000 |  | Leucadia | 2025-12-04 |  | 0 | Esteban Cisneros
MEPR-033887-2024 | 1401 Anacona Pl Unit: 101 Encinitas, CA 92024 | MEP (Residential) | Issued | 2024-12-04 | 0 | Roof Mount PV Install - 2.84kW - 7 Modules/micro-inverters - Plan 6 - Phase 209 - Lot 1071 Shea Homes - Fox Point Farms-TH (4-7 units)-Tract-16527 Under Master: MEPR-022193-2022 | Energy Efficiency | 2024-12-02 |  | 7000 |  | Leucadia | 2025-12-04 |  | 0 | Esteban Cisneros
MEPR-033886-2024 | 1401 Anacona Pl Unit: 102 Encinitas, CA 92024 | MEP (Residential) | Issued | 2024-12-04 | 0 | Roof Mount PV Install - 2.84kW - 7 Modules/micro-inverters - Plan 9 - Phase 209 - Lot 1070 Shea Homes - Fox Point Farms-TH (4-7 units)-Tract-16527 Under Master: MEPR-022193-2022 | Energy Efficiency | 2024-12-02 |  | 7000 |  | Leucadia | 2025-12-04 |  | 0 | Esteban Cisneros
BLDR-031125-2024 | 741 Knightsbridge Ct Cardiff-by-the-Sea, CA 92007 | Building (Residential) | Issued | 2024-12-04 | 555 | NEW CONSTRUCTION OF A ONE STORY, 1 BEDROOM 1 BATH, DETACHED ADU | Accessory Dwelling Unit | 2024-05-14 |  | 166500 | 739 Knightsbridge Court SFR | Cardiff-By-The-Sea | 2025-12-04 |  | 0 | Esteban Cisneros
MEPR-033780-2024 | 721 Lotus Blossom St Encinitas, CA 92024 | MEP (Residential) | Issued | 2024-12-04 | 0 | 3.2DC kW(2.97AC kW) ROOF MOUNTED PHOTOVOLTAIC SYSTEM ADDITION TO EXIS SYS W/ 8 MODS, 2 INV/BATT. | Energy Efficiency | 2024-11-23 |  | 18000 |  | New Encinitas | 2025-12-04 |  | 0 | Esteban Cisneros
MEPR-033839-2024 | 214 Summerside Ln Encinitas, CA 92024 | MEP (Residential) | Issued | 2024-12-04 | 0 | ADD NEW 4 ZONE DUCTLESS MINI SPLIT WITH CEILING CASSETTES | New Installation | 2024-11-27 |  | 21790 |  | New Encinitas | 2025-06-18 | 2024-12-20 | 0 | Esteban Cisneros
BLDR-031235-2024 | 602 Sereno View Rd Encinitas, CA 92024 | Building (Residential) | Issued | 2024-12-04 | 628.5 | Landscape retaining wall | Retaining Wall | 2024-05-23 |  | 30000 |  | Olivenhain | 2025-07-02 | 2025-01-03 | 0 | Esteban Cisneros
MEPR-033909-2024 | 224 Lolita St Encinitas, CA 92024 | MEP (Residential) | Issued | 2024-12-05 | 0 | SERVICE UPGRADE TO: 225A (BUS) 200A(BREAKER) | Service Change | 2024-12-03 |  | 1000 |  | Old Encinitas | 2025-12-05 |  | 0 | Esteban Cisneros
MEPR-033911-2024 | 224 Lolita St Encinitas, CA 92024 | MEP (Residential) | Issued | 2024-12-05 | 0 | NEW INSTALLATION OF ESS/INV COMBO WITH NEW A 4.1DC kW(3.67AC kW) ROOF MOUNTED PHOTOVOLTAIC SYSTEM (SEPARATE PERMIT) | New Installation | 2024-12-03 |  | 5000 |  | Old Encinitas | 2025-12-05 |  | 0 | Esteban Cisneros
MEPR-033844-2024 | 1414 Coop St Encinitas, CA 92024 | MEP (Residential) | Issued | 2024-12-05 | 0 | 10.0 kWh ESS (2) ENPHASE IQ BATTREY 5P (1) ENPHASE IQ SYSTEM CONTROLLER 3 (1) 125A BACKUP LOAD CENTER (1) ESS DISCONNECT SWITCH | New Installation | 2024-11-28 |  | 23900 |  | Leucadia | 2025-12-05 |  | 0 | Esteban Cisneros
MEPR-033790-2024 | 426 Andrew Ave Encinitas, CA 92024 | MEP (Residential) | Finaled | 2024-12-05 | 0 | SEWER REPAIR & INSTALL CLEANOUTS IN FRONT YARD | Alteration & Repair | 2024-11-25 | 2024-12-09 | 14728 |  | Leucadia | 2025-06-04 | 2024-12-06 | 0 | Esteban Cisneros
MEPR-033891-2024 | 1401 Anacona Pl Unit: 104 Encinitas, CA 92024 | MEP (Residential) | Issued | 2024-12-05 | 0 | Roof Mount PV Install - 2.84kW - 7 Modules/micro-inverters - Plan 9 - Phase 209 - Lot 1068 Shea Homes - Fox Point Farms-TH (4-7 units)-Tract-16527 Under Master: MEPR-022193-2022 | Energy Efficiency | 2024-12-02 |  | 7000 |  | Leucadia | 2025-12-05 |  | 0 | Esteban Cisneros
MEPR-033848-2024 | 1035 Hermes Ave Encinitas, CA 92024 | MEP (Residential) | Issued | 2024-12-05 | 0 | 1 tesla battery with 13.5kWh capacity | New Installation | 2024-11-29 |  | 13000 |  | Leucadia | 2025-12-05 |  | 0 | Esteban Cisneros
MEPR-033903-2024 | 1501 Livorno Pl Unit: 206 Encinitas, CA 92024 | MEP (Residential) | Issued | 2024-12-05 | 0 | Roof Mount Solar- 2.84kW 7 Modules/micro-inverters - Plan type 17X. SHEA Homes - Fox Point Farms-Flats(13 plex) - Phase 304 - Lot 2043 - Solar Master Plan : MEPR-022192-2022 | Energy Efficiency | 2024-12-03 |  | 7000 |  | Leucadia | 2025-12-05 |  | 0 | Esteban Cisneros
MEPR-033893-2024 | 1401 Anacona Pl Unit: 201 Encinitas, CA 92024 | MEP (Residential) | Issued | 2024-12-05 | 0 | Roof Mount PV Install - 2.84kW - 7 Modules/micro-inverters - Plan 7 - Phase 209 - Lot 1072 Shea Homes - Fox Point Farms-TH (4-7 units)-Tract-16527 Under Master: MEPR-022193-2022 | Energy Efficiency | 2024-12-02 |  | 7000 |  | Leucadia | 2025-12-05 |  | 0 | Esteban Cisneros
MEPR-033937-2024 | 716 Cypress Hills Dr Encinitas, CA 92024 | MEP (Residential) | Finaled | 2024-12-05 | 0 | Emergency Panel replacement ike for like. 200amp SDGE to assess 12/5/2024 | Alteration & Repair | 2024-12-04 | 2024-12-09 | 2200 |  | Leucadia | 2025-06-09 | 2024-12-09 | 0 | Esteban Cisneros
MEPR-033849-2024 | 1033 Hermes Ave Encinitas, CA 92024 | MEP (Residential) | Issued | 2024-12-05 | 0 | 1 tesla battery with 13.5kWh capacity | New Installation | 2024-11-29 |  | 13000 |  | Leucadia | 2025-12-05 |  | 0 | Esteban Cisneros
MEPR-033894-2024 | 1401 Anacona Pl Unit: 103 Encinitas, CA 92024 | MEP (Residential) | Issued | 2024-12-05 | 0 | Roof Mount PV Install - 2.84kW - 7 Modules/micro-inverters - Plan 8 - Phase 209 - Lot 1069 Shea Homes - Fox Point Farms-TH (4-7 units)-Tract-16527 Under Master: MEPR-022193-2022 | Energy Efficiency | 2024-12-02 |  | 7000 |  | Leucadia | 2025-12-05 |  | 0 | Esteban Cisneros
BLDR-031784-2024 | 1138 Sidonia St Encinitas, CA 92024 | Building (Residential) | Issued | 2024-12-05 | 1084 | Whole home remodel and 2nd story addition | Addition | 2024-07-12 |  | 535000 |  | Leucadia | 2025-12-05 |  | 0 | Esteban Cisneros
BLDR-033846-2024 | 1064 Glen Arbor Dr Encinitas, CA 92024 | Building (Residential) | Issued | 2024-12-05 | 3134 | Concrete tile re -roof | ReRoof | 2024-11-29 |  | 27900 |  | New Encinitas | 2025-12-05 |  | 0 | Esteban Cisneros
BLDR-033926-2024 | 2113 Pleasant Grove Rd Encinitas, CA 92024 | Building (Residential) | Finaled | 2024-12-05 | 22 | Shingle Re-roof | ReRoof | 2024-12-04 | 2024-12-12 | 16595 |  | New Encinitas | 2025-06-10 | 2024-12-12 | 0 | Esteban Cisneros
MEPR-033609-2024 | 1126 Arden Dr Encinitas, CA 92024 | MEP (Residential) | Issued | 2024-12-09 | 0 | Install two 200-amp meter packs with overhead feed. | New Installation | 2024-11-14 |  | 0 |  | Old Encinitas | 2025-06-09 | 2024-12-09 | 0 | Esteban Cisneros
MEPR-033812-2024 | 1009 Hurstdale Ave Cardiff-by-the-Sea, CA 92007 | MEP (Residential) | Issued | 2024-12-09 | 0 | Backup battery 28.6 kWh | New Installation | 2024-11-26 |  | 18000 |  | Cardiff-By-The-Sea | 2025-06-09 | 2024-12-10 | 0 | Esteban Cisneros
BLDC-031557-2024 | 315 S Coast Highway 101 Encinitas, CA 92024 | Building (Non-Residential) | Issued | 2024-12-09 | 120 | The addition of 1.Non-habitable area (120 SF) for an ADA gurney accessible hydraulic elevator and machine room. 2. 2nd Exit stair from 2nd floor tenant space. 3. Upgrade hardscape and sidewalks upgrade front parking and add van accessible parking and loading zone. | New Construction | 2024-06-24 |  | 148000 |  | Old Encinitas | 2025-12-09 |  | 0 | Esteban Cisneros
BLDR-032765-2024 | 2326 9th St Encinitas, CA 92024 | Building (Residential) | Issued | 2024-12-09 | 500 | Remove and Replace existing retaining wall and fence | Retaining Wall | 2024-09-18 |  | 22500 |  | Olivenhain | 2025-07-02 | 2025-01-03 | 0 | Esteban Cisneros
BLDR-033470-2024 | 1645 Aryana Dr Encinitas, CA 92024 | Building (Residential) | Issued | 2024-12-10 | 4500 | Full Re-roof Lift and Lay concrete Flat Tile 45 Sqrs | ReRoof | 2024-10-31 |  | 33602 |  | Leucadia | 2025-12-10 |  | 0 | Esteban Cisneros
MEPR-034014-2024 | 528 Birmingham Dr Cardiff-by-the-Sea, CA 92007 | MEP (Residential) | Finaled | 2024-12-10 | 0 | emergency gas shut off/repair | Alteration & Repair | 2024-12-10 | 2024-12-11 | 1400 |  | Cardiff-By-The-Sea | 2025-06-09 | 2024-12-11 | 0 | Esteban Cisneros
MEPR-033940-2024 | 1400 Santa Fe Dr Encinitas, CA 92024 | MEP (Residential) | Issued | 2024-12-10 | 0 | msp upgrade to 400A | Service Change | 2024-12-04 |  | 0 |  | New Encinitas | 2025-06-09 | 2024-12-11 | 0 | Esteban Cisneros
MEPR-033924-2024 | 2328 Cambridge Ave Cardiff-by-the-Sea, CA 92007 | MEP (Residential) | Finaled | 2024-12-10 | 0 | Provide and install 200-amp main panel upgrade from 100-amp at existing location flush mount underground feed. SDGE is 12/11/2024 disconnect/reconnect. | Alteration & Repair | 2024-12-04 | 2024-12-12 | 0 |  | Cardiff-By-The-Sea | 2025-06-10 | 2024-12-12 | 0 | Esteban Cisneros
MEPR-033908-2024 | 1643 Mapleleaf Ct Encinitas, CA 92024 | MEP (Residential) | Issued | 2024-12-11 | 0 | REPLACE 40 GAL WATER HEATER | Water Heater | 2024-12-03 |  | 3000 |  | New Encinitas | 2025-12-11 |  | 0 | Esteban Cisneros
BLDR-033906-2024 | 468 Puebla St Encinitas, CA 92024 | Building (Residential) | Issued | 2024-12-11 | 0 | Remove & dispose existing roofing materials. Install new underlayment and install new shingle in the main house excluding garage. | ReRoof | 2024-12-03 |  | 11900 |  | Leucadia | 2025-12-11 |  | 0 | Esteban Cisneros
MEPR-033781-2024 | 721 Lotus Blossom St Encinitas, CA 92024 | MEP (Residential) | Issued | 2024-12-11 | 0 | (2) TESLA POWERWALL 3 (1707000-XX-Y) (240) INVERTER/BATTERY(S) FOR MEPR-033780-2024 (PV). | New Installation | 2024-11-23 |  | 0 |  | New Encinitas | 2025-12-11 |  | 0 | Esteban Cisneros
MEPR-033611-2024 | 834 Stratford Dr Encinitas, CA 92024 | MEP (Residential) | Issued | 2024-12-11 | 0 | MPU 200 amp, relocate SDGE power line | Service Change | 2024-11-14 |  | 0 |  | Old Encinitas | 2025-12-11 |  | 0 | Esteban Cisneros
MEPR-033870-2024 | 1219 Crestview Dr Cardiff-by-the-Sea, CA 92007 | MEP (Residential) | Issued | 2024-12-11 | 0 | REPLACE AC AND FURNACE | Alteration & Repair | 2024-12-02 |  | 0 |  | Cardiff-By-The-Sea | 2025-12-11 |  | 0 | Esteban Cisneros
MEPR-032883-2024 | 185 E D St Encinitas, CA 92024 | MEP (Residential) | Issued | 2024-12-11 | 0 | INSTALL ONE TEMPORARY 100AMP 120/240V 4 CLIP SINGLE PHASE OVERHEAD METER WITH ONE 100AMP SUBPANEL BELOW METER AND TWO GROUND RODS WITHIN 20FT OF DRIVEABLE TRUCK ACCESS | Temporary Power Pole | 2024-09-25 |  | 2500 |  | Old Encinitas | 2025-07-01 | 2025-01-02 | 0 | Esteban Cisneros
MEPR-033260-2024 | 3459 Manchester Ave Unit: 2 Cardiff-by-the-Sea, CA 92007 | MEP (Residential) | Issued | 2024-12-11 | 0 | Like for like replacement 2.5 heat pump HVAC system | New Installation | 2024-10-18 |  | 3000 |  | Cardiff-By-The-Sea | 2025-06-16 | 2024-12-18 | 0 | Esteban Cisneros
MEPR-033999-2024 | 3386 Rocking Horse Cir Encinitas, CA 92024 | MEP (Residential) | Finaled | 2024-12-12 | 0 | Whole House Repipe with PEX | Alteration & Repair | 2024-12-10 | 2024-12-17 | 24000 |  | Olivenhain | 2025-06-16 | 2024-12-16 | 0 | Esteban Cisneros
MEPR-034036-2024 | 1144 Crest Dr Encinitas, CA 92024 | MEP (Residential) | Issued | 2024-12-12 | 0 | Emergency disconnect/reconnect. Existing 100 amp service panel to be upgraded to a 225 amp. There are 18 existing branch circuits. | Alteration & Repair | 2024-12-11 |  | 2000 |  | Old Encinitas | 2025-06-16 | 2024-12-17 | 0 | Esteban Cisneros
MEPR-033905-2024 | 681 Poinsettia Park S Encinitas, CA 92024 | MEP (Residential) | Finaled | 2024-12-12 | 0 | I want to add a 1" natural gas line for a fire pit and (2) overhead heaters Specs Firepit: Ovasoft 42" Heater: S34 18" mounting bracket. | New Installation | 2024-12-03 | 2024-12-13 | 1800 |  | Leucadia | 2025-06-11 | 2024-12-13 | 0 | Esteban Cisneros
MEPR-033877-2024 | 1331 Berryman Canyon Encinitas, CA 92024 | MEP (Residential) | Issued | 2024-12-12 | 0 | Temp Power Pole | Temporary Power Pole | 2024-12-02 |  | 0 |  | New Encinitas | 2025-12-12 |  | 0 | Esteban Cisneros
MEPR-033702-2024 | 2311 9th St Encinitas, CA 92024 | MEP (Residential) | Issued | 2024-12-12 | 0 | Roof Top PV 0.85kW, (2) Solar Modules, (2) Micro-Inverters. Energy Storage 5kW, (1) Powerwall 3, (1) Back Up Switch. | Energy Efficiency | 2024-11-19 |  | 18400 |  | Olivenhain | 2025-12-12 |  | 0 | Esteban Cisneros
MEPR-033882-2024 | 1501 Livorno Pl Unit: 203 Encinitas, CA 92024 | MEP (Residential) | Issued | 2024-12-12 | 0 | Roof Mount Solar- 2.84kW 7 Modules/micro-inverters - Plan type 14X. SHEA Homes - Fox Point Farms-Flats(13 plex) - Phase 304 - Lot 2046 - Solar Master Plan : MEPR-022192-2022 | Energy Efficiency | 2024-12-02 |  | 7000 |  | Leucadia | 2025-12-12 |  | 0 | Esteban Cisneros
MEPR-033883-2024 | 1501 Livorno Pl Unit: 202 Encinitas, CA 92024 | MEP (Residential) | Issued | 2024-12-12 | 0 | Roof Mount Solar- 2.84kW 7 Modules/micro-inverters - Plan type 19. SHEA Homes - Fox Point Farms-Flats(13 plex) - Phase 304 - Lot 2047 - Solar Master Plan : MEPR-022192-2022 | Energy Efficiency | 2024-12-02 |  | 7000 |  | Leucadia | 2025-12-12 |  | 0 | Esteban Cisneros
MEPR-033932-2024 | 619 Paloma Ct Encinitas, CA 92024 | MEP (Residential) | Issued | 2024-12-12 | 0 | Batteries for solar installation permit number MEPR-033931-2024. | New Installation | 2024-12-04 |  | 0 |  | Leucadia | 2025-12-12 |  | 0 | Esteban Cisneros
BLDR-033948-2024 | 3110 Via De Caballo Encinitas, CA 92024 | Building (Residential) | Issued | 2024-12-12 | 1400 | Tear off the existing roofÂ down to the decking and haul away debris. Mechanically attach 1.75" rigid insulation (R-10)Â over the roof sheathing. Mechanically attach one layer of White Duro-Last, 50 mil PVC Single Ply Membrane. | ReRoof | 2024-12-05 |  | 25700 |  | Olivenhain | 2025-12-12 |  | 0 | Esteban Cisneros
MEPR-033931-2024 | 619 Paloma Ct Encinitas, CA 92024 | MEP (Residential) | Issued | 2024-12-12 | 0 | Single family residential roof mounted PV solar install, 1kw | Energy Efficiency | 2024-12-04 |  | 20000 |  | Leucadia | 2025-12-12 |  | 0 | Esteban Cisneros
MEPR-033925-2024 | 1835 Parliament Rd Encinitas, CA 92024 | MEP (Residential) | Issued | 2024-12-12 | 0 | Replace furnace - like for like | Alteration & Repair | 2024-12-04 |  | 0 |  | Leucadia | 2025-12-12 |  | 0 | Esteban Cisneros
MEPR-033896-2024 | 1663 Buttercup Rd Encinitas, CA 92024 | MEP (Residential) | Issued | 2024-12-12 | 0 | SOLAR ONLY -- 9.600 DC KW/8.709 AC ROOF MOUNT SOLAR PV SYSTEM WITH 10.00 KWH BATTERY STORAGE | Energy Efficiency | 2024-12-03 |  | 48000 |  | New Encinitas | 2025-12-12 |  | 0 | Esteban Cisneros
BLDR-028518-2023 | 563 Hermes Ave Unit: 2 Encinitas, CA 92024 | Building (Residential) | Issued | 2024-12-12 | 499.75 | 1. (N) ATTACHED ACCESSORY DWELLING UNIT (499.5 SF) 2. (N) DECK AT ADU 106 SF. APPROX | Accessory Dwelling Unit | 2023-10-25 |  | 149700 | Bennetti ADU - 563 Hermes Av, Unit 2 | Leucadia | 2025-12-12 |  | 0 | Esteban Cisneros
BLDR-031181-2024 | 606 Faith Ave Cardiff-by-the-Sea, CA 92007 | Building (Residential) | Issued | 2024-12-12 | 797 | PLEASE EXPEDITE - GREEN BUILDING INCENTIVE PROGRAM - ADD 797 SF TO RESIDENCE, REMODEL 292 S.F RESIDENCE, ADD 320 SF COVERED PATIO | Addition | 2024-05-19 |  | 252312 |  | Cardiff-By-The-Sea | 2025-06-17 | 2024-12-19 | 0 | Esteban Cisneros
MEPR-033915-2024 | 1213 Calle Christopher Encinitas, CA 92024 | MEP (Residential) | Issued | 2024-12-12 | 0 | Change out of 60k furnace in attic in same location. Change out of (1) run of ductwork in attic in same location. | Alteration & Repair | 2024-12-03 |  | 0 |  | New Encinitas | 2025-12-12 |  | 0 | Esteban Cisneros
BLDR-027649-2023 | 911 San Dieguito Dr Encinitas, CA 92024 | Building (Residential) | Issued | 2024-12-13 | 242 | Legalize of existing free standing 242" garage structure for ADU | Accessory Dwelling Unit | 2023-08-26 |  | 16320 | Hutchison Residence Accessory Dwelling Unit | Old Encinitas | 2025-06-16 | 2024-12-16 | 0 | Esteban Cisneros
MEPR-033892-2024 | 1400 Anacona Pl Unit: 202 Encinitas, CA 92024 | MEP (Residential) | Issued | 2024-12-13 | 0 | Roof Mount PV Install - 2.84kW - 7 Modules/micro-inverters - Plan 7 - Phase 210 - Lot 1079 Shea Homes - Fox Point Farms-TH (4-7 units)-Tract-16527 Under Master: MEPR-022193-2022 | Energy Efficiency | 2024-12-02 |  | 7000 |  | Leucadia | 2025-12-13 |  | 0 | Esteban Cisneros
MEPR-033975-2024 | 2510 Meadowmist Ln Encinitas, CA 92024 | MEP (Residential) | Issued | 2024-12-13 | 0 | SOLAR PERMIT - Roof mount solar pv and energy storage system. 9.0 kW, 21 solar panels, 2 Powerwall batteries | Energy Efficiency | 2024-12-09 |  | 35000 |  | Olivenhain | 2025-12-13 |  | 0 | Esteban Cisneros
MEPR-033960-2024 | 1032 San Abella Dr Encinitas, CA 92024 | MEP (Residential) | Issued | 2024-12-13 | 0 | BATTERY ONLY -- (N)5.850kW DC / 11.500kW AC / 5.327kW CEC AC ROOF MOUNT PV SYSTEM (N)13.500kWh ENERGY STORAGE SYSTEM (15)CANADIAN SOLAR CS3N-390MS (390W) MODULE (1)TESLA POWERWALL 3 INTEGRATED SOLAR BATTERY 1707000-xx-y (240V) INVERTER (6)TESLA SOLAR SHUTDOWN DEVICE (MCI-1) (1)TESLA BACKUP SWITCH (1624171-xx-y) (1)NEW 225A MAIN SERVICE PANEL UPGRADE W / 200A MCB (SEPARATE PERMIT) (2) 110V OUTLET-1 OUTLETS | New Installation | 2024-12-06 |  | 15250 |  | Old Encinitas | 2025-12-13 |  | 0 | Esteban Cisneros
MEPR-033952-2024 | 1032 San Abella Dr Encinitas, CA 92024 | MEP (Residential) | Issued | 2024-12-13 | 0 | New 225A main service panel upgrade with a 200A MCB | Service Change | 2024-12-06 |  | 1500 |  | Old Encinitas | 2025-12-13 |  | 0 | Esteban Cisneros
MEPR-033986-2024 | 1901 Playa Riviera Dr Cardiff-by-the-Sea, CA 92007 | MEP (Residential) | Issued | 2024-12-13 | 0 | replace furnace | Alteration & Repair | 2024-12-09 |  | 0 |  | Cardiff-By-The-Sea | 2025-12-13 |  | 0 | Esteban Cisneros
BLDC-032802-2024 | 211 Saxony Rd Unit: D Encinitas, CA 92024 | Building (Non-Residential) | Issued | 2024-12-13 | 9196 | Interior improvements. Remove and replace plumbing fixtures, flooring and wall finishes. Minor modifications to electrical and plumbing. Upgrade lighting to LED | Alteration & Repair | 2024-09-19 |  | 4800000 |  | Old Encinitas | 2025-12-13 |  | 0 | Esteban Cisneros
MEPR-033900-2024 | 886 Bracero Rd Encinitas, CA 92024 | MEP (Residential) | Issued | 2024-12-13 | 0 | NEW ESS INSTALL TO NEW A 9.46DC kW(8.72ACkW) ROOF MOUNTED PHOTOVOLTAIC SYSTEM (SEPARATE PERMIT) | New Installation | 2024-12-03 |  | 5000 |  | Old Encinitas | 2025-12-13 |  | 0 | Esteban Cisneros
MEPR-033897-2024 | 886 Bracero Rd Encinitas, CA 92024 | MEP (Residential) | Issued | 2024-12-13 | 0 | NEW INSTALLATION OF A 9.46DC kW(8.72ACkW) ROOF MOUNTED PHOTOVOLTAIC SYSTEM W/ 22 MODS, 1 INV, 1 BATTERY. SERVICE UPGRADE TO: 225A (BUS) 200A(BREAKER) | Energy Efficiency | 2024-12-03 |  | 30000 |  | Old Encinitas | 2025-12-13 |  | 0 | Esteban Cisneros
BLDR-031956-2024 | 3839 Megan Ln Encinitas, CA 92024 | Building (Residential) | Issued | 2024-12-13 | 902 | PROPOSED POOL AND SPA W/ PRE-FAB WATER SLIDE (902 SF - MAX 6' DEPTH) | Pool | 2024-07-22 |  | 151522 |  | Olivenhain | 2025-12-13 |  | 0 | Esteban Cisneros
MEPR-033912-2024 | 1423 Peachwood Dr Encinitas, CA 92024 | MEP (Residential) | Issued | 2024-12-13 | 0 | INSTALL NEW AC. REPLACE FURNACE AND DUCTOWORK | New Installation | 2024-12-03 |  | 0 |  | New Encinitas | 2025-12-13 |  | 0 | Esteban Cisneros
MEPR-033946-2024 | 404 Andrew Ave Encinitas, CA 92024 | MEP (Residential) | Issued | 2024-12-13 | 0 | Remove existing sixteen (16) 205W solar modules. Remove one (1) 2500W inverter. Install eight (8) 340W modules and eight (8) microinverters. | Energy Efficiency | 2024-12-05 |  | 7989 |  | Leucadia | 2025-12-13 |  | 0 | Esteban Cisneros
MEPR-033962-2024 | 210 Sunset Dr Encinitas, CA 92024 | MEP (Residential) | Issued | 2024-12-13 | 0 | Â· (20) HANWHA QCELLS Q.PEAK DUO BLK ML-G10+ 405 MODULES Â· (20) ENPHASE IQ8M-72-2-US MICROINVERTERS Â· (1) ENPHASE IQ COMBINER BOXES Â· 18.23 KW DC / 16.64 KW CEC AC SYSTEM SIZE | Energy Efficiency | 2024-12-06 |  | 32250 |  | Old Encinitas | 2025-12-13 |  | 0 | Esteban Cisneros
MEPR-033959-2024 | 1032 San Abella Dr Encinitas, CA 92024 | MEP (Residential) | Issued | 2024-12-13 | 0 | SOLAR ONLY -- (N)5.850kW DC / 11.500kW AC / 5.327kW CEC AC ROOF MOUNT PV SYSTEM (N)13.500kWh ENERGY STORAGE SYSTEM (SEPARATE PERMIT) (15)CANADIAN SOLAR CS3N-390MS (390W) MODULE (1)TESLA POWERWALL 3 INTEGRATED SOLAR BATTERY 1707000-xx-y (240V) INVERTER (6)TESLA SOLAR SHUTDOWN DEVICE (MCI-1) (1)TESLA BACKUP SWITCH (1624171-xx-y) (1)NEW 225A MAIN SERVICE PANEL UPGRADE W / 200A MCB (SEPARATE PERMIT) (2) 110V OUTLET-1 OUTLETS | Energy Efficiency | 2024-12-06 |  | 11530 |  | Old Encinitas | 2025-12-13 |  | 0 | Esteban Cisneros
MEPR-034076-2024 | 2559 Manchester Ave Unit: 1/2 B Cardiff-by-the-Sea, CA 92007 | MEP (Residential) | Issued | 2024-12-13 | 0 | Emergency Gas Shut Off Repair | Alteration & Repair | 2024-12-13 |  | 200 |  | Cardiff-By-The-Sea | 2025-06-16 | 2024-12-16 | 0 | Ryan Bertsch
MEPR-033933-2024 | 1307 Urania Ave Encinitas, CA 92024 | MEP (Residential) | Issued | 2024-12-13 | 0 | WHOLE HOME PEX REPIPE | Alteration & Repair | 2024-12-04 |  | 0 |  | Leucadia | 2025-06-16 | 2024-12-16 | 0 | Esteban Cisneros
MEPR-033989-2024 | 217 Via Tavira Encinitas, CA 92024 | MEP (Residential) | Issued | 2024-12-13 | 0 | Main Electrical Service Panel Upgrade from 125a to 225a. | Service Change | 2024-12-09 |  | 4000 |  | New Encinitas | 2025-06-30 | 2024-12-30 | 0 | Esteban Cisneros
MEPR-033994-2024 | 1032 San Abella Dr Encinitas, CA 92024 | MEP (Residential) | Issued | 2024-12-13 | 0 | (2) 110V OUTLET-1 OUTLETS | Alteration & Repair | 2024-12-09 |  | 500 |  | Old Encinitas | 2025-07-02 | 2025-01-03 | 0 | Esteban Cisneros
BLDR-032501-2024 | 136 Verdi Ave Cardiff-by-the-Sea, CA 92007 | Building (Residential) | Issued | 2024-12-16 | 125 | PROPOSED NEW RESIDENTIAL ELEVATOR OF THE EXISTING RESIDENCE | Alteration & Repair | 2024-08-31 |  | 50000 |  | Cardiff-By-The-Sea | 2025-12-16 |  | 0 | Esteban Cisneros
BLDR-027350-2023 | 458 Birmingham Dr Cardiff-by-the-Sea, CA 92007 | Building (Residential) | Issued | 2024-12-16 | 727 | ADU w/ Multiple Permits: Addition Permit (BLDR-027349-2023) JADU(BLDR-027351-2023) Conversion of existing 5br 3ba house into and adding 120sq.ft: Main House - 1,526 sf ADU - 727 sf JADU - 469 sf | Accessory Dwelling Unit | 2023-08-08 |  | 40000 |  | Cardiff-By-The-Sea | 2025-12-16 |  | 0 | Esteban Cisneros
BLDR-027351-2023 | 456 Birmingham Dr Cardiff-by-the-Sea, CA 92007 | Building (Residential) | Issued | 2024-12-16 | 727 | JADU w/ Multiple Permits: Addition (BLDR-027349-2023) ADU (BLDR-027350-2023) Conversion of existing 5br 3ba house into and adding 120sq.ft: Main House - 1,526 sf ADU - 727 sf JADU - 469 sf | Accessory Dwelling Unit | 2023-08-08 |  | 40000 |  | Cardiff-By-The-Sea | 2025-12-16 |  | 0 | Esteban Cisneros
BLDR-027349-2023 | 458 Birmingham Dr Cardiff-by-the-Sea, CA 92007 | Building (Residential) | Issued | 2024-12-16 | 469 | Addition w/ Multiple Permits: ADU (BLDR-027350-2023) JADU(BLDR-027351-2023) Conversion of existing 5br 3ba house into and adding 120sq.ft: Main House - 1,526 sf ADU - 727 sf JADU - 469 sf | Addition | 2023-08-08 |  | 80000 | Birmingham Drive Accessory Dwelling Unit | Cardiff-By-The-Sea | 2025-12-16 |  | 0 | Esteban Cisneros
MEPR-033997-2024 | 338 Hillcrest Dr Encinitas, CA 92024 | MEP (Residential) | Issued | 2024-12-16 | 0 | Change out furnace in the same location. | Alteration & Repair | 2024-12-09 |  | 7995 |  | Leucadia | 2025-12-16 |  | 0 | Esteban Cisneros
MEPR-034087-2024 | 235 Sanford St Encinitas, CA 92024 | MEP (Residential) | Issued | 2024-12-16 | 0 | Replacing and upgrading Zinsco Electrical panel. 200 amps. SDGE scheduled for 12/17/24. | Alteration & Repair | 2024-12-16 |  | 0 |  | Leucadia | 2025-06-16 | 2024-12-17 | 0 | Esteban Cisneros
MEPC-034028-2024 | 1550 Leucadia Blvd Encinitas, CA 92024 | MEP (Non-Residential) | Issued | 2024-12-16 | 0 | Low voltage voice/data subs associated with the building permit for this Walmart interior alteration. *** Per Ali Sadre (Bldg Official) this is a no plan review permit *** Please see this email under documents attached, along with owner letter of authorization. Our scope of work is to install Cat5e low voltage voice/data cables (under 25 volts) for devices such as computers, printers, phones, TV (not CCTV), kiosks, terminals, wireless AP's, POS registers, etc. for the following departments: front end, pharmacy, deli/bakery, money center, electronics, sporting goods, auto care, front and back offices. This is for a new permit for January 2025 work. Our previous permit MEPC-031150-2024 was cancelled and refund request processed. Please cancel in your system old 2024 permit MEPC-031150-2024 to reflect this in our dashboard. Thanks so much! | Alteration & Repair | 2024-12-11 |  | 34880.53 |  | New Encinitas | 2025-12-16 |  | 0 | Esteban Cisneros
MEPR-033974-2024 | 1663 Buttercup Rd Encinitas, CA 92024 | MEP (Residential) | Issued | 2024-12-16 | 0 | BATTERY ONLY -- 9.600 DC KW/8.709 AC SOLAR MICRO INVERTER PV SYSTEM WITH 10.00 KWH BATTERY STORAGE | New Installation | 2024-12-09 |  | 48000 |  | New Encinitas | 2025-12-16 |  | 0 | Esteban Cisneros
MEPR-033976-2024 | 2510 Meadowmist Ln Encinitas, CA 92024 | MEP (Residential) | Issued | 2024-12-16 | 0 | BATTERY PERMIT - Energy storage system, 2 Powerwall batteries, 27 kWh combined. Combined with solar permit MEPR-033975-2024 | New Installation | 2024-12-09 |  | 0 |  | Olivenhain | 2025-12-16 |  | 0 | Esteban Cisneros
MEPR-034010-2024 | 1231 Avocet Ct Cardiff-by-the-Sea, CA 92007 | MEP (Residential) | Issued | 2024-12-16 | 0 | REPLACE TWO FURNACES LOCATED IN THE ATTIC. BOTH ARE 66K BTU AND 80% AFUE | Alteration & Repair | 2024-12-10 |  | 13000 |  | Cardiff-By-The-Sea | 2025-12-16 |  | 0 | Esteban Cisneros
MEPR-033935-2024 | 1168 Sidonia Ct Encinitas, CA 92024 | MEP (Residential) | Issued | 2024-12-16 | 0 | add new mini split (ductless) on right side of yard, add new air handler | New Installation | 2024-12-04 |  | 11444 |  | Leucadia | 2025-12-16 |  | 0 | Esteban Cisneros
MEPR-033901-2024 | 886 Bracero Rd Encinitas, CA 92024 | MEP (Residential) | Issued | 2024-12-16 | 0 | SERVICE UPGRADE TO: 225A (BUS) 200A(BREAKER) | Service Change | 2024-12-03 |  | 1000 |  | Old Encinitas | 2025-12-16 |  | 0 | Esteban Cisneros
BLDR-033128-2024 | 932 Regal Rd Encinitas, CA 92024 | Building (Residential) | Issued | 2024-12-16 | 92 | Replace 1 egress window in same size opening in bedroom. Replace 2 non-egress windows in same size opening in Living room and 1 non-egress window in same size opening in Kitchen. Existing framing to remain. Property is not located in a fire zone. Tempered as necessary. U factor < 0.30 and SHGC < 0.23. | Alteration & Repair | 2024-10-08 |  | 4865 |  | Old Encinitas | 2025-12-16 |  | 0 | Esteban Cisneros
MEPR-033955-2024 | 1545 Burgundy Rd Encinitas, CA 92024 | MEP (Residential) | Finaled | 2024-12-16 | 0 | Change out 1 ton mini split in the same location. | Alteration & Repair | 2024-12-06 | 2024-12-30 | 6290 |  | Leucadia | 2025-06-30 | 2024-12-30 | 0 | Esteban Cisneros
BLDR-031525-2024 | 1903 Montgomery Ave Cardiff-by-the-Sea, CA 92007 | Building (Residential) | Issued | 2024-12-16 | 469 | Conversion of a garage / rec room to a JADU | Accessory Dwelling Unit | 2024-06-19 |  | 140700 | Bottarini Residence JADU | Cardiff-By-The-Sea | 2025-06-17 | 2024-12-19 | 0 | Esteban Cisneros
MEPR-034065-2024 | 160 Jupiter St Encinitas, CA 92024 | MEP (Residential) | Issued | 2024-12-17 | 0 | Change out of 60k furnace in attic in same location. No ductwork. | Alteration & Repair | 2024-12-13 |  | 0 |  | Leucadia | 2025-12-17 |  | 0 | Esteban Cisneros
BLDR-033654-2024 | 1720 Aldersgate Rd Encinitas, CA 92024 | Building (Residential) | Issued | 2024-12-17 | 900 | Remove existing shingle roof and install Class 'A' fiberglass laminated shingles. | Alteration & Repair | 2024-11-18 |  | 10000 |  | Leucadia | 2025-12-17 |  | 0 | Esteban Cisneros
MEPR-033981-2024 | 755 Snapdragon St Encinitas, CA 92024 | MEP (Residential) | Issued | 2024-12-17 | 0 | Replace Water Heater, Like for Like, Inside Garage | Water Heater | 2024-12-09 |  | 0 |  | Old Encinitas | 2025-12-17 |  | 0 | Esteban Cisneros
BLDR-026173-2023 | 1828 Parliament Rd Encinitas, CA 92024 | Building (Residential) | Issued | 2024-12-17 | 64.75 | REQUESTING SUBSTANTIAL CONFORMANCE DETERMINATION WITH CASE NO. 00- 193 MUP (MOD)/CDP , TO ALLOW DESIGN MODIFICATIONS PREVIOUSLY AUTHORIZED FOR â€œAâ€ UNITS WITHIN SEABLUFF VILLAGE. â€¢ RAISE THE PLATE HEIGHT OF THE WESTERN WALL OF THE EXISTING LIVING FROM 7â€™- 4â€ TO 11â€™-0â€ VIA DECREASING THE EXISTING ROOF PITCH FROM 4+:12 TO 2:12 & INSTALL A NEW 10â€™ TALL GLASS DOOR SYSTEM IN THE HEIGHTENED WESTERN WALL . â€¢ EXPAND FRONT BEDROOM (#2) 17.5 SF EASTWARD TO ALIGN W/ E. CLOSET â€¢ EXPAND LOFT / BED.#3 47.25 SF WESTWARD by 3.5â€™ OVER EXISTING MASTER BEDROOM BELOW & RAISE THE ROOF BY DECREASING THE PITCH FROM 4:12+ TO 2:12. (MAINTAINS 40â€™ DISTANCE FROM BLUFF EDGE) â€¢ LOWER EXISTING MASTER BEDROOMâ€™S ROOF HEIGHT BY DECREASING THE PITCH FROM 4:12+ TO 2:12 (TO AFFORD ROOM ABOVE A VIEW & ALTERNATE MEANS OF EGRESS) â€¢ REMODEL & RECONFIGURE THE MASTER BATH | Alteration & Repair | 2023-05-20 |  | 40000 |  | Leucadia | 2025-12-17 |  | 0 | Esteban Cisneros
BLDR-033949-2024 | 1704 N Willowspring Dr Encinitas, CA 92024 | Building (Residential) | Finaled | 2024-12-17 | 2000 | Concrete tile lift/relay | ReRoof | 2024-12-05 | 2024-12-18 | 12271 |  | New Encinitas | 2025-06-16 | 2024-12-18 | 0 | Esteban Cisneros
BLDR-033859-2024 | 2453 San Elijo Ave Cardiff-by-the-Sea, CA 92007 | Building (Residential) | Issued | 2024-12-17 | 760 | Remove and replace asphalt shingles | ReRoof | 2024-12-02 |  | 8476 |  | Cardiff-By-The-Sea | 2025-12-17 |  | 0 | Esteban Cisneros
BLDR-032405-2024 | 1233 Village View Rd Encinitas, CA 92024 | Building (Residential) | Issued | 2024-12-18 | 0 | Replace 25 windows with new dual-pane using new construction windows, not retrofit. Expand one opening to meet egress requirements. No modifications to all other openings. | Alteration & Repair | 2024-08-25 |  | 60000 |  | New Encinitas | 2025-12-18 |  | 0 | Esteban Cisneros
MEPR-034003-2024 | 682 Cypress Hills Dr Encinitas, CA 92024 | MEP (Residential) | Issued | 2024-12-18 | 0 | replace ac and furnace | Alteration & Repair | 2024-12-10 |  | 0 |  | Leucadia | 2025-12-18 |  | 0 | Esteban Cisneros
BLDR-024770-2023 | 256 Rancho Santa Fe Rd Encinitas, CA 92024 | Building (Residential) | Issued | 2024-12-18 | 2831 | REMODEL OF AN EXISTING 2,408 SF SINGLE FAMILY RESIDENCE, ADDING 404 SF OF BUILDING FOOTPRINT TO THE WEST ELEVATION, AND EXPANDING THE LIVING ROOM AREA OVER THE EXISTING DECK BY 95 SF. | Addition | 2023-03-10 |  | 180000 |  | Olivenhain | 2025-12-18 |  | 0 | Esteban Cisneros
SIGN-033460-2024 | 315 S Coast Highway 101 Unit: X Encinitas, CA 92024 | Sign | Issued | 2024-12-18 | 26.21 | Install illuminated channel letters | Permanent | 2024-10-31 |  | 2500 |  | Old Encinitas | 2025-06-16 |  | 0 | Esteban Cisneros
BLDR-028649-2023 | 678 Quail Gardens Ln Encinitas, CA 92024 | Building (Residential) | Issued | 2024-12-18 | 1331 | 980 s.f. Storage Building with 351 s.f. Loft | Temporary or Accessory Structure | 2023-11-06 |  | 60000 | Jones Storage Structure | Leucadia | 2025-12-18 |  | 0 | Esteban Cisneros
MEPR-034027-2024 | 510 Gardendale Rd Encinitas, CA 92024 | MEP (Residential) | Issued | 2024-12-19 | 0 | INSTALLATION OF A NEMA OUTLET | Energy Efficiency | 2024-12-11 |  | 1500 |  | New Encinitas | 2025-12-19 |  | 0 | Esteban Cisneros
MEPR-034005-2024 | 575 Hygeia Ave Unit: B Encinitas, CA 92024 | MEP (Residential) | Issued | 2024-12-19 | 0 | NEW INSTALLATION OF DC SIZE: 0.800 KW DC-(STC) CEC AC SIZE: 0.739 KW ACCECAC ROOF MOUNTED PHOTOVOLTAIC SYSTEM W/ 2 MODS AND 2 MICRO INV TO BE ADDED TO EXISTING PV SYSTEM | Energy Efficiency | 2024-12-10 |  | 5000 |  | Leucadia | 2025-12-19 |  | 0 | Esteban Cisneros
MEPR-033956-2024 | 1630 Freda Ln Cardiff-by-the-Sea, CA 92007 | MEP (Residential) | Issued | 2024-12-19 | 0 | clean out (front) pipe LINERS QUANTITY: 60 | Alteration & Repair | 2024-12-06 |  | 18000 |  | Cardiff-By-The-Sea | 2025-12-19 |  | 0 | Esteban Cisneros
BLDR-015892-2021 | 1174 Sidonia Ct Encinitas, CA 92024 | Building (Residential) | Issued | 2024-12-19 | 1122 | New construction of a one story detached 1,122 S.F. accessory dwelling unit. | Accessory Dwelling Unit | 2021-06-15 |  | 200000 |  | Leucadia | 2025-12-19 |  | 0 | Esteban Cisneros
BLDR-034022-2024 | 3464 Fortuna Ranch Rd Encinitas, CA 92024 | Building (Residential) | Issued | 2024-12-19 | 0 | Lift & relay existing tiles, new underlayment | ReRoof | 2024-12-10 |  | 31089 |  | Olivenhain | 2025-12-19 |  | 0 | Esteban Cisneros
BLDC-031802-2024 | 1001 N El Camino Real Encinitas, CA 92024 | Building (Non-Residential) | Issued | 2024-12-19 | 2761 | reconfigure the frontend checkout area to have a new Self-checkout corral. this will include modular merchandise walls to create the corral and relocation of the existing equipment, power and data to the new coral. this project also includes closing one set of front doors and installing shelving units for online orders. revised life safety plans are included in the set to show egress still meets all requirements. | Alteration & Repair | 2024-07-15 |  | 30000 |  | New Encinitas | 2025-12-19 |  | 0 | Esteban Cisneros
BLDR-031650-2024 | 1146 Devonshire Dr Encinitas, CA 92024 | Building (Residential) | Issued | 2024-12-19 | 499 | Addition to existing single-family home on existing developed lot. Minimal site work / grading. CDP exempt due to preservation of >50% of walls. See calculations on Demo Wall Sheets (A201, A202) | Addition | 2024-06-30 |  | 1000000 |  | Old Encinitas | 2025-12-19 |  | 0 | Esteban Cisneros
MEPR-034057-2024 | 3351 Lilac Smt Encinitas, CA 92024 | MEP (Residential) | Issued | 2024-12-19 | 0 | replace 2 water heaters | Water Heater | 2024-12-12 |  | 0 |  | Olivenhain | 2025-12-19 |  | 0 | Esteban Cisneros
MEPR-034086-2024 | 1176 Kava Ct Encinitas, CA 92024 | MEP (Residential) | Issued | 2024-12-19 | 0 | Replace Water Heater, like for like, inside garage | Water Heater | 2024-12-16 |  | 0 |  | Old Encinitas | 2025-12-19 |  | 0 | Esteban Cisneros
BLDR-016033-2021 | 884 Eolus Ave Encinitas, CA 92024 | Building (Residential) | Expired | 2024-12-23 | 200 | CREATE ONE BEDROOM WITHIN THE EXISTING STUDIO ADU (approx. 200sf of modification to existing, interior space only) | Accessory Dwelling Unit | 2021-06-23 |  | 1500 |  | Leucadia | 2024-04-12 |  | 0 | Nicole Spradlin
MEPR-034116-2024 | 213 N Willowspring Dr Encinitas, CA 92024 | MEP (Residential) | Finaled | 2024-12-23 | 0 | NO PLANS PERMIT - RE-ROUTE MAIN WATER LINE FROM METER TO GARAGE | Alteration & Repair | 2024-12-18 | 2024-12-27 | 16500 |  | New Encinitas | 2025-06-25 | 2024-12-27 | 0 | Esteban Cisneros
MEPR-033868-2024 | 1203 San Dieguito Dr Encinitas, CA 92024 | MEP (Residential) | Issued | 2024-12-23 | 0 | Customer to install 400amp 2-in-1 meter panel (as rated & labeled by manufacturer) at existing location | Service Change | 2024-12-02 |  | 7000 |  | Old Encinitas | 2025-07-01 | 2025-01-02 | 0 | Esteban Cisneros
MEPR-026108-2023 | 2459 Caminito Ocean Cove Cardiff-by-the-Sea, CA 92007 | MEP (Residential) | Issued | 2024-12-23 | 0 | Installation of a 377-watt, roof-mounted whole house fan for cooling and air quality purposes in a ~900 sq ft town home. The fan intake and damper box will be installed in the ceiling of the central hallway. A flexible insulated duct will connect the damper box to the fan mounted on the roof, thus bypassing the attic space and venting directly outside. Fan will be mounted and flashed on the roof in compliance with all roofing codes. The damper box/intake grill installs between to two existing ceiling joists and requires no structural modifications. Total weight of the whole-house fan on the roof is less than 70 lbs. Total weight of the remaining components is less than 41 lbs. The fan uses a maximum of 4.97 amps of 120 VAC, 60 Hz power. Fan will be powered from existing circuit in the attic. | Alteration & Repair | 2023-05-16 |  | 3790 |  | Cardiff-By-The-Sea | 2025-12-23 |  | 0 | Esteban Cisneros
BLDR-027998-2023 | 1749 Eolus Ave Encinitas, CA 92024 | Building (Residential) | Issued | 2024-12-23 | 250 | Code Violation: Code 000318-2016 Proposed to permit unpermitted garage conversion to an A.D.U. | Accessory Dwelling Unit | 2023-09-20 |  | 50000 | Jagannath ADU | Leucadia | 2025-12-23 |  | 0 | Esteban Cisneros
MEPR-034117-2024 | 1297 Orchard Glen Cir Encinitas, CA 92024 | MEP (Residential) | Issued | 2024-12-23 | 0 | REPLACE FURNACE | Alteration & Repair | 2024-12-18 |  | 10374 |  | New Encinitas | 2025-12-23 |  | 0 | Esteban Cisneros
BLDR-016030-2021 | 884 Eolus Ave Encinitas, CA 92024 | Building (Residential) | Issued | 2024-12-23 | 789 | 1. NEW COVERED ENTRY PATIO (228sf) 2. NEW STORAGE BUILDING (375sf) WITH DECK AND ROOF DECK (614 sf) ATTACHED TO EXISTING GARAGE/ADU *ADU PERMITTED UNDER BLDR-016033-2021 **ADDITION PERMITTED UNDER BLDR-015936-2021 | Temporary or Accessory Structure | 2021-06-23 |  | 71666 |  | Leucadia | 2025-12-23 |  | 0 | Esteban Cisneros
MEPC-033869-2024 | 1550 Leucadia Blvd Encinitas, CA 92024 | MEP (Non-Residential) | Issued | 2024-12-23 | 0 | Low Voltage - Install new burglar alarm system | Alteration & Repair | 2024-12-02 |  | 32500 |  | New Encinitas | 2025-12-23 |  | 0 | Esteban Cisneros
MEPR-034004-2024 | 329 Volney Ln Encinitas, CA 92024 | MEP (Residential) | Issued | 2024-12-23 | 0 | add new 2 ton mini split in back yard. add 3 air handlers | New Installation | 2024-12-10 |  | 19677 |  | New Encinitas | 2025-12-23 |  | 0 | Esteban Cisneros
MEPR-034106-2024 | 1605 Summit Ave Cardiff-by-the-Sea, CA 92007 | MEP (Residential) | Issued | 2024-12-23 | 0 | Replace furnace | Alteration & Repair | 2024-12-17 |  | 6800 |  | Cardiff-By-The-Sea | 2025-12-23 |  | 0 | Esteban Cisneros
MEPR-034001-2024 | 1861 Sheridan Rd Encinitas, CA 92024 | MEP (Residential) | Issued | 2024-12-23 | 0 | change out 3 ton condenser on left side yard , change out 60k btu furnace in back yard. | Alteration & Repair | 2024-12-10 |  | 17339 |  | Leucadia | 2025-12-23 |  | 0 | Esteban Cisneros
MEPR-033566-2024 | 1129 Pacifica Pl Encinitas, CA 92024 | MEP (Residential) | Issued | 2024-12-23 | 0 | Installation of a 12 module solar PV system with 12 MicroINVERTER. System size is 4.800 KWP | Energy Efficiency | 2024-11-08 |  | 8976 |  | New Encinitas | 2025-12-23 |  | 0 | Esteban Cisneros
BLDR-034152-2024 | 1435 Tres Hermanas Way Encinitas, CA 92024 | Building (Residential) | Issued | 2024-12-23 | 100 | Interior remodel of two bathrooms, like-for-like, replacing fixtures and finishes while maintaining existing layout and plumbing/electrical configurations with no expansion or added square footage. | Alteration & Repair | 2024-12-23 |  | 15000 |  | New Encinitas | 2025-12-23 |  | 0 | Esteban Cisneros
BLDR-033528-2024 | 1525 Village View Rd Encinitas, CA 92024 | Building (Residential) | Issued | 2024-12-23 | 300 | (1) Kitchen remodel (1) bathroom remodel like for like | Alteration & Repair | 2024-11-06 |  | 15000 |  | New Encinitas | 2025-06-24 | 2024-12-26 | 0 | Esteban Cisneros
MEPC-034156-2024 | 466 N Coast Highway 101 Encinitas, CA 92024 | MEP (Non-Residential) | Issued | 2024-12-23 | 0 | After the fact Grease Trap Certification | Alteration & Repair | 2024-12-23 |  | 0 |  | Old Encinitas | 2025-12-23 |  | 0 | Esteban Cisneros
MEPR-033597-2024 | 368 Cerro St Encinitas, CA 92024 | MEP (Residential) | Issued | 2024-12-23 | 0 | SOLAR only: Roof mount solar system 9.02 kw with 21 430-watt PV modules and tesla Powerwall 3 for storage [separate permit] | Energy Efficiency | 2024-11-13 |  | 29500 |  | New Encinitas | 2025-12-23 |  | 0 | Esteban Cisneros
MEPR-034012-2024 | 2941 Lone Jack Rd Encinitas, CA 92024 | MEP (Residential) | Issued | 2024-12-23 | 0 | REPLACE HEAT PUMP AND FURNACE | Alteration & Repair | 2024-12-10 |  | 0 |  | Olivenhain | 2025-12-23 |  | 0 | Esteban Cisneros
MEPR-034042-2024 | 1708 Gascony Rd Encinitas, CA 92024 | MEP (Residential) | Issued | 2024-12-23 | 0 | RELOCATE GAS LINE 9'X1" PE PIPING NO WORK PERFORMED IN THE ROW | Alteration & Repair | 2024-12-12 |  | 2000 |  | Leucadia | 2025-12-23 |  | 0 | Esteban Cisneros
MEPR-033630-2024 | 1742 Deerfield Rd Encinitas, CA 92024 | MEP (Residential) | Issued | 2024-12-23 | 0 | batteries | New Installation | 2024-11-15 |  | 0 |  | New Encinitas | 2025-12-23 |  | 0 | Esteban Cisneros
MEPR-034058-2024 | 1250 Canton Ct Encinitas, CA 92024 | MEP (Residential) | Issued | 2024-12-23 | 0 | REPLACE FURNACE | Alteration & Repair | 2024-12-12 |  | 0 |  | Cardiff-By-The-Sea | 2025-12-23 |  | 0 | Esteban Cisneros
BLDR-034151-2024 | 1024 Sea Village Dr Cardiff-by-the-Sea, CA 92007 | Building (Residential) | Issued | 2024-12-23 | 100 | BATHROOM: REPLACE EXISTING WALK-IN SHOWER WITH A NEW WALK-IN SHOWER, MAINTAINING EXISTING LAYOUT AND PLUMBING CONNECTIONS. KITCHEN: PERFORM A LIKE-FOR-LIKE KITCHEN REMODEL, REPLACING EXISTING CABINETS, COUNTERTOPS, AND FIXTURES WITHOUT ALTERING THE LAYOUT OR PLUMBING/ELECTRICAL CONFIGURATIONS. | Alteration & Repair | 2024-12-23 |  | 13000 |  | Cardiff-By-The-Sea | 2025-07-02 | 2025-01-03 | 0 | Esteban Cisneros
MEPR-033923-2024 | 2004 Bulrush Ln Cardiff-by-the-Sea, CA 92007 | MEP (Residential) | Issued | 2024-12-30 | 0 | INSTALLATION OF (2) NEMA 14-50R EV PLUG | Energy Efficiency | 2024-12-04 |  | 3000 |  | Inside City | 2025-12-30 |  | 0 | Esteban Cisneros
MEPR-034088-2024 | 345 N Willowspring Dr Encinitas, CA 92024 | MEP (Residential) | Issued | 2024-12-30 | 0 | 5.74 KW Solar Roof Mount, 14 Panels | Energy Efficiency | 2024-12-16 |  | 15935 |  | New Encinitas | 2025-12-30 |  | 0 | Esteban Cisneros
BLDR-033337-2024 | 3312 Dove Hollow Rd Encinitas, CA 92024 | Building (Residential) | Issued | 2024-12-30 | 638 | Construct Pool and spa | Pool | 2024-10-23 |  | 75000 |  | Olivenhain | 2025-12-30 |  | 0 | Esteban Cisneros
BLDR-034098-2024 | 531 Willowspring Drive S Encinitas, CA 92024 | Building (Residential) | Issued | 2024-12-30 | 2054 | Tile Re-roof, Remove and dispose existing roofing materials. Replace underlayment. Install new tiles. | ReRoof | 2024-12-17 |  | 24675 |  | Inside City | 2025-12-30 |  | 0 | Esteban Cisneros
BLDR-033991-2024 | 1907 Skyknoll Way Encinitas, CA 92024 | Building (Residential) | Issued | 2024-12-30 | 8900 | Tear off the existing roof system and haul away debris. Install CertainTeed peel and stick in valleys and around pipes. Install CertainTeed RoofRunner underlayment to the roofing surface. Install Landmark Solaris CertainTeed Shingles. | ReRoof | 2024-12-09 |  | 78500 |  | New Encinitas | 2025-12-30 |  | 0 | Esteban Cisneros
BLDR-033992-2024 | 1918 Skyknoll Way Encinitas, CA 92024 | Building (Residential) | Issued | 2024-12-30 | 8900 | Tear off the existing roof system and haul away debris. Install CertainTeed peel and stick in valleys and around pipes. Install CertainTeed RoofRunner underlayment to the roofing surface. Install Landmark Solaris CertainTeed Shingles. | ReRoof | 2024-12-09 |  | 78500 |  | New Encinitas | 2025-12-30 |  | 0 | Esteban Cisneros
BLDR-033993-2024 | 1941 Skyknoll Way Encinitas, CA 92024 | Building (Residential) | Issued | 2024-12-30 | 11200 | Tear off the existing roof system and haul away debris. Install CertainTeed peel and stick in valleys and around pipes. Install CertainTeed RoofRunner underlayment to the roofing surface. Install Landmark Solaris CertainTeed Shingles. | ReRoof | 2024-12-09 |  | 99000 |  | New Encinitas | 2025-12-30 |  | 0 | Esteban Cisneros